## TCS $ Sched
SUMMARY | [12 empty] | BIG TICKET ITEMS
JOB DESCRIPTION: | [7 empty] | DATE: |  |  |  |  | ROK 092
SITE ADDRESS: |  |  |  |  | CQU ROK |  |  | TCS Quote #: **
[11 empty] | Cost | (Cost + O/H) + Profit | TRADE WASTE HOLDING TANK HOL(1) |  | ROK 092 - Sanitary Drainage Pump Station SDPS |  | ROK 092 - OIL/WATER SEPARATOR (OWS 2)
[8 empty] | TOTALS |  |  |  |  | Purchase Cost Total | 18000 | Purchase Cost Total | 35563 | Purchase Cost Total | 15932
[13 empty] | TPS Markup | 1.15 | TPS Markup | 1.15 | TPS Markup | 1.15
ROK092 | [12 empty] | Qty | 1 | Qty | 1 | Qty | 1
[13 empty] | Freight | 121 | Freight | 8965 | Freight | 2000
A | . | 1 |  |  | ROK 092 _ Hydraulic & Fire Services Complete |  |  | 1103268.2972 |  |  | 651013.3564 | 967108.9772 | Installation_MH | 1850 | Installation_MH | 1250 | Installation_MH | 2500
A | . | 1 | . | 1 |  | Ground Floor - InGround Services (Drainage, Water, Fire) | 0 | [5 empty] | TOTAL | 22671 | TOTAL | 51112.45 | TOTAL | 22821.8
A | . | 1 | . | 2 |  | Temps_ Plumbing Services and Connections for 'Typical' Construction temps | 8620
A | . | 1 | . | 3 |  | Supply Hydraulic Fixtures | 0 | [5 empty] | ROK 092 - Rainwater Pump 1(Dave KRB4 )
[13 empty] | Purchase Cost Total | 2092 | ROK 092 - Rainwater Harvesting Filters - RWF (1) |  | RAIN WATER HARVESTING TANK RWHT (1)
ROK021A | [14 empty] | Purchase Cost Total | 4135 | Purchase Cost Total | 13200
[13 empty] | TPS Markup | 1.15
B | . | 1 |  |  | ROK021A_ Hydraulic & Fire Services Complete |  |  | 81951.7788 |  |  | 54039.9103 | 80278.6638 | Qty | 1 | TPS Markup | 1.15 | TPS Markup | 1.15
B | . | 1 | . | 1 |  | Temps_ Plumbing Services and Connections for 'Typical' Construction temps | 500 | [5 empty] | Freight | 121 | Qty | 1 | Qty | 1
B | . | 1 | . | 2 |  | Supply Hydraulic Fixtures | 0 | [5 empty] | Installation_MH | 1000 | Freight | 121 | Freight
[13 empty] | TOTAL | 3526.8 | Installation_MH | 1000 | Installation_MH | 1000
ROK019 | [14 empty] | TOTAL | 5876.25 | TOTAL | 16180
C | . | 1 |  |  | ROK019_ Hydraulic & Fire Services Complete |  |  | 210148.6693 |  |  | 137986.0113 | 204984.2893
C | . | 1 | . | 1 |  | Temps_ Plumbing Services and Connections for 'Typical' Construction temps | 3840 | [5 empty] | ROK 092 - Boiling/ Chilled /Hot Water Unit BCHWU (1) |  | ROK 092 - Boiling Chilled water unit BCWU (1) |  | ROK 092 - HWU 4 DHE27
C | . | 1 | . | 2 |  | Supply Hydraulic Fixtures | 0 | [5 empty] | Purchase Cost Total | 6930.1 | Purchase Cost Total | 4056.3 | Purchase Cost Total | 1432.3
[15 empty] | FONT KID | 415.3
ROK033 | [12 empty] | TPS Markup | 1.15 | TPS Markup | 1.15 | TPS Markup | 1.15
[13 empty] | Qty | 1 | Qty | 1 | Qty | 1
D | . | 1 |  |  | ROK033_ Hydraulic & Fire Services Complete |  |  | 405932.807 |  |  | 264906.6237 | 393530.442 | Installation_MH |  | Installation_MH |  | Installation_MH | 500
D | . | 1 | . | 1 |  | Temps_ Plumbing Services and Connections for 'Typical' Construction temps | 3840 | [5 empty] | TOTAL | 7969.615 | TOTAL | 5080.045 | TOTAL | 2147.145
D | . | 1 | . | 2 |  | Supply Hydraulic Fixtures | 0
[13 empty] | ROK 092 - HWU 5 DEL 27 PLUS |  | ROK 092 - HWU 6 DEL 18 |  | ROK 092 - HWU 7 DHB-E 13 LCD
ROK034 | [12 empty] | Purchase Cost Total | 1302.1 | Purchase Cost Total | 1240.1 | Purchase Cost Total | 1020.1
E | . | 1 |  |  | ROK034_ Hydraulic & Fire Services Complete |  |  | 71587.7079 |  |  | 48189.5579 | 71587.7079 | TPS Markup | 1.15 | TPS Markup | 1.15 | TPS Markup | 1.15
E | . | 1 | . | 1 |  | Temps_ Plumbing Services and Connections for 'Typical' Construction temps | 500 | [5 empty] | Qty | 1 | Qty | 3 | Qty | 1
E | . | 1 | . | 2 |  | Supply Hydraulic Fixtures | 0 | [5 empty] | Installation_MH | 500 | Installation_MH | 500 | Installation_MH | 500
[13 empty] | TOTAL | 1997.415 | TOTAL | 4778.345 | TOTAL | 1673.115
ROK036
F | . | 1 |  |  | ROK036_ Hydraulic & Fire Services Complete |  |  | 1094184.5933 |  |  | 717701.2613 | 1066176.7933
F | . | 1 | . | 1 |  | Temps_ Plumbing Services and Connections for 'Typical' Construction temps | 3840 | [5 empty] | ROK 092 - Lift Pump Sump
F | . | 1 | . | 2 |  | Supply Hydraulic Fixtures | 0 | [5 empty] | Purchase Cost Total | 2500
ROK076 | [12 empty] | TPS Markup | 1.15
[13 empty] | Qty | 1
G | . | 1 |  |  | ROK076_ Hydraulic & Fire Services Complete |  |  | 250631.2843 |  |  | 141799.9024 | 210649.9923 | Installation_MH | 500
G | . | 1 | . | 1 |  | Temps_ Plumbing Services and Connections for 'Typical' Construction temps | 500 | [5 empty] | TOTAL | 3375
G | . | 1 | . | 2 |  | Supply Hydraulic Fixtures | 0
Misc | [12 empty] | ROK 21 A
H | . | 1 |  |  | Hydraulic Services Design |  |  | 0 |  |  | 0 | 0 | ROK 21A - HWU 7 DHB-E 13 LCD
H | . | 1 | . | 1 |  |  | 1 | [5 empty] | Purchase Cost Total | 1020.1
B | . | 1 | . | 2 |  |  | 0
[13 empty] | TPS Markup | 1.15
[13 empty] | Qty | 1
[7 empty] | SUB-TOTAL | 3217705.1379 |  |  | 2015636.6232 | 1047387.641 | Installation_MH | 500
[13 empty] | TOTAL | 1673.115
[7 empty] | 10% GST | 321770.5138
[9 empty] | Prelim | 8.033% | 161920.0428 | of total cost
[7 empty] | GRAND TOTAL | 3539475.6517 | O/H | 17.86% | 360000 | of total cost | ROK 19
.
[9 empty] | Sub Total |  | 2537556.666 | total cost + Prelim + O/H
[13 empty] | ROK 19 - HWU 2 RHEEM 315 Liter 7.2kw |  | ROK 19 - HWU 3 RHEEM 50 LITTER 10.8KW |  | ROK 19 - Boiling Chilled water unit BCWU (1)
[9 empty] | Profit | 18% | 456760.1999 | Gross | Purchase Cost Total | 1889 | Purchase Cost Total | 1732.2 | Purchase Cost Total | 4056.3
[9 empty] | Total Markup | 43.89% | [6 empty] | FONT KID | 415.3
[9 empty] | Grand Total |  | 2994316.8659 |  | TPS Markup | 1.15 | TPS Markup | 1.15 | TPS Markup | 1.15
[13 empty] | Qty | 1 | Qty | 1 | Qty | 1
[13 empty] | Installation_MH | 500 | Installation_MH | 500 | Installation_MH
[13 empty] | TOTAL | 2672.35 | TOTAL | 2492.03 | TOTAL | 4664.745
ROK 33
[13 empty] | ROK 33 - HWCP 2 Grundfos circulator Model UPS 20-60N pumps |  | ROK 33 - HWU 1 RHEEM 10.8KW |  | ROK 033 - Lift Pump Sump
[13 empty] | Purchase Cost Total | 4545 | Purchase Cost Total | 3150.1 | Purchase Cost Total | 1600
[13 empty] | Friehgt | 213
[13 empty] | TPS Markup | 1.15 | TPS Markup | 1.15 | TPS Markup | 1.15
[13 empty] | Qty | 1 | Qty | 1 | Qty | 1
[13 empty] | Installation_MH | 500 | Installation_MH | 500 | Installation_MH | 500
[13 empty] | TOTAL | 5939.75 | TOTAL | 4122.615 | TOTAL | 2340
ROK 34
ROK 34 - Boiling Chilled water unit BCWU (1)
[13 empty] | Purchase Cost Total | 4056.3
[13 empty] | FONT KID | 415.3
[13 empty] | TPS Markup | 1.15
[13 empty] | Qty | 2
Installation_MH
[13 empty] | TOTAL | 9329.49
ROK 36
[13 empty] | ROK 36 - GIT(1)GREASE INTERCEPTOR TRAP |  | ROK 36 - Boiling Chilled water unit BCWU (1) |  | ROK 36 - HWCP 1 HOT WATER CIRCULATION PUMPS GRUNDFOS UPS 20-60N
[13 empty] | Purchase Cost Total | 11650 | Purchase Cost Total | 4056.3 | Purchase Cost Total | 4845
[15 empty] | FONT KID | 415.3 | FRIEGHT | 213
[13 empty] | TPS Markup | 1.15 | TPS Markup | 1.15 | TPS Markup | 1.15
[13 empty] | Qty | 1 | Qty | 1 | Qty | 1
[13 empty] | Installation_MH | 2200 | Installation_MH |  | Installation_MH | 500
[13 empty] | TOTAL | 15597.5 | TOTAL | 4664.745 | TOTAL | 6284.75
[13 empty] | ROK 36 - HWU 1 RHEEM 613-315 |  | ROK 036 - Lift Pump Sump
[13 empty] | Purchase Cost Total | 2857 | Purchase Cost Total | 1600
FONT KID
[13 empty] | TPS Markup | 1.15 | TPS Markup | 1.15
[13 empty] | Qty | 1 | Qty | 1
[13 empty] | Installation_MH | 500 | Installation_MH | 500
[13 empty] | TOTAL | 3785.55 | TOTAL | 2340
ROK 76
[13 empty] | ROK 76 - RWHT2 BUSHMAN TANKS 15,000 EACH |  | ROK 76 -RWP 2 |  | ROK 76 -RWF 2
[13 empty] | Purchase Cost Total | 11500 | Purchase Cost Total | 2092 | Purchase Cost Total | 4135.88
[15 empty] | FRIGHT | 120 | FRIGHT | 150
[13 empty] | TPS Markup | 1.15 | TPS Markup | 1.15 | TPS Markup | 1.15
[13 empty] | Qty | 2 | Qty | 1 | Qty | 1
[13 empty] | Installation_MH | 1500 | Installation_MH | 500 | Installation_MH | 500
[13 empty] | TOTAL | 27950 | TOTAL | 3025.8 | TOTAL | 5406.262
[13 empty] | ROK 076 - HWU 6 DEL 18 |  | ROK 076 - HWU 7 DHB-E 13 LCD
[13 empty] | Purchase Cost Total | 1240.1 | Purchase Cost Total | 1020.1
[13 empty] | TPS Markup | 1.15 | TPS Markup | 1.15
[13 empty] | Qty | 1 | Qty | 1
[13 empty] | Installation_MH | 500 | Installation_MH | 500
[13 empty] | TOTAL | 1926.115 | TOTAL | 1673.115
Note on V10: [Threaded comment] Your version of Excel allows you to read this threaded comment; however, any edits to it will get removed if the file is opened in a newer version of Excel. Learn more: https://go.microsoft.com/fwlink/?linkid=870924 Comment: Nquote OT AVAILABLE
Note on W17: [Threaded comment] Your version of Excel allows you to read this threaded comment; however, any edits to it will get removed if the file is opened in a newer version of Excel. Learn more: https://go.microsoft.com/fwlink/?linkid=870924 Comment: GUESS
Note on AC21: [Threaded comment] Your version of Excel allows you to read this threaded comment; however, any edits to it will get removed if the file is opened in a newer version of Excel. Learn more: https://go.microsoft.com/fwlink/?linkid=870924 Comment: Tradelink
Note on W49: [Threaded comment] Your version of Excel allows you to read this threaded comment; however, any edits to it will get removed if the file is opened in a newer version of Excel. Learn more: https://go.microsoft.com/fwlink/?linkid=870924 Comment: guess
Note on W83: [Threaded comment] Your version of Excel allows you to read this threaded comment; however, any edits to it will get removed if the file is opened in a newer version of Excel. Learn more: https://go.microsoft.com/fwlink/?linkid=870924 Comment: aps
Note on AC83: [Threaded comment] Your version of Excel allows you to read this threaded comment; however, any edits to it will get removed if the file is opened in a newer version of Excel. Learn more: https://go.microsoft.com/fwlink/?linkid=870924 Comment: guess
Note on AC97: [Threaded comment] Your version of Excel allows you to read this threaded comment; however, any edits to it will get removed if the file is opened in a newer version of Excel. Learn more: https://go.microsoft.com/fwlink/?linkid=870924 Comment: guess
Note on Z115: [Threaded comment] Your version of Excel allows you to read this threaded comment; however, any edits to it will get removed if the file is opened in a newer version of Excel. Learn more: https://go.microsoft.com/fwlink/?linkid=870924 Comment: guess

## 00_ TCS Prelim & OH
Project:
Tricore -
Stage 1 Version 1
Item
A | PRELIMINARIES
SUMMARY (Not added in prelim$)
TOTAL Days Mobilized On Site
Months Mobilized
Work Weeks' Mobilized On Site
Work Days
Breakdown as per program
| TRADESMAN_LEADING HAND | Day |  | 1231.1429 | 0
| TRADESMAN_PLUMBER_OPERATOR | Day |  | 941.1647 | 0
| T/A & Apprentice | Day |  | 768.0651 | 0
| Crew #1 - InGround Drainage | Day |  | 2650.3945 | 0
| Crew #2 - InGround Water/Fire | Day |  | 2650.3945 | 0
|  |  |  | Total Labour | 0
Total as per stage boq
|  |  |  | Total Part A Labour | 0
|  |  |  | Total Stage 1 Labour | 0
|  |  |  | Total Stage 2 Labour | 0
|  |  |  | Total Stage 3 Labour | 0
|  |  |  | Total Stage 4 Labour | 0
0
|  |  |  | Difference | 0
|  | Unit | REQ | Cost ex GST | Total ex GST
Labour
Contingencies; Wet Weather ?
| Superviser; Return Trip, 2 day stay - Inclusive | item | 4 | 2423.831 | 9695.324
| TRADESMAN_LEADING HAND | Day | 14 | 1231.1429 | 17236
| TRADESMAN_PLUMBER_OPERATOR | Day | 14 | 941.1647 | 13176.3062
| T/A & Apprentice | Day | 7 | 768.0651 | 5376.4556
| Crew #1 - InGround Drainage | Day | 5 | 2650.3945 | 13251.9727
| Crew #2 - InGround Water/Fire | Day | 0 | 2650.3945 | 0
Management Labour
| TRADESMAN_LEADING HAND | Day | 5 | 1231.1429 | 6155.7143 | Included within stages?
| MH / DQ | Day | 44 | 120 | 5280 | Refer Program for approx attendance on site. Technically covered in overheads. E/O for meals etc?
| MH / DQ - FLIGHTS | ea | 20 | 200 | 4000
ACCOMODATION (Refer Program)
Per Month - Full Project (6 Persons)
| Full Apartment / TownHouse / Unit - VIA AGENT | Month | 12 | 4606.0606 | 55272.7273 | ** 1 x 4Bed House (@650/Wk) fully kitted, +Consumable, +Cleaner etc
| Full Apartment / TownHouse / Unit - VIA AGENT | Month | 0 | 4606.0606 | 0 | ** 1 x 4Bed House (@650/Wk) fully kitted, +Consumable, +Cleaner etc
| Individual Night Stay - Private Room/Suite | [5 empty] | Avrg Nightly Book (LONG STAY)
| TRADESMAN_LEADING HAND |  |  |  |  | 0 | 103.2468 | 0
| TRADESMAN_PLUMBER_OPERATOR |  |  |  |  | 0 | 103.2468 | 0
| T/A & Apprentice |  |  |  |  | 0 | 103.2468 | 0
| Crew #1 - InGround Drainage |  |  |  |  | 0 | 103.2468 | 0
Per Night - Extra-Over, Per Person.
| TCS Cost Per Person - Private Unit - NO SHARE - Nightly Booking (average allowance) | item | 20 | 112.8571 | 2257.1429
| MH / DQ | item | 20 | 140 | 2800 | TOTAL ACCOM ALLOWANCE
[6 empty] | 60329.8701 |  | 0
Equipment, Hire, Subbies
| Vehicle - UTE - SUPERVISER | Day | 0 | 90 | 0
| Vehicle - UTE - TRADESMAN | Day | 0 | 60 | 0
| Vehicle - UTE - TRADESMAN / TA | Day | 0 | 40 | 0
| Site Vehicle - Ute/Buggy | Day | 40 | 90 | 3600
| Porta Loo_No Tank | Day | 40 | 5.46 | 218.4
| 6*3m Demantable Lunchroom - COMPLETE | Day | 0 | 23 | 0
| 6*3m Demantable Office - COMPLETE | Day | 0 | 23 | 0
| 20Ft Shipping Container | BUY | 2 | 1800 | 3600
| Skip Bin | Changeover | 0 | 239.8 | 0
Misc.
| INSURANCE | item | 1 | 20000 | 20000
|  |  |  | Total TCS Prelims | 161920.0428
A | OverHeads
|  | Unit | REQ | Cost ex GST | Total ex GST | Percentage across Project COST
| TriCore Overheads - COMPLETE…PER MONTH | item | 9 | 40000 | 360000 | 17.86%
|  |  |  | Total TCS O/H | 360000

## MISC & SITEWIDE
Project:
Tricore -
Stage 1 Version 1
Item
1 | Complete -
Labour
| DAY | [7 empty] | april 2026 direct impact Increase % (not contigency)
| TRADESMAN_LEADING HAND | Day |  | 1231.1429 | 0
| TRADESMAN_PLUMBER_OPERATOR | Day |  | 941.1647 | 0 |  |  |  |  | PE Pipe & Fitting | 38% | 1.38
| T/A & Apprentice | Day |  | 768.0651 | 0 |  |  |  |  | PVC Pipe & Fittings | 38% | 1.38
| Crew #1 - InGround Drainage | Day |  | 2650.3945 | 0 |  |  |  |  | Subby Rates | 15% | 1.15
| Crew #2 - InGround Water/Fire | Day |  | 2650.3945 | 0 |  |  |  |  | Delivey Rate | 20% | 1.2
HOUR
| TRADESMAN_LEADING HAND | HR | 0 | 123.1143 | 0
| TRADESMAN_PLUMBER_OPERATOR | HR | 0 | 94.1165 | 0
| T/A & Apprentice | HR | 0 | 76.8065 | 0
| Crew #1 - InGround Drainage | HR | 0 | 265.0395 | 0
| Crew #2 - InGround Water/Fire | HR | 0 | 265.0395 | 0
Demolition & Reinstatement
DEMO
| Asphalt Cutting | m |  | 15.525 | 0
| Concrete Cutting | m |  | 18.4 | 0
| Con Cut Establishemnt Fee | ea |  | 92 | 0
REINSTATE - CONCRETE
| Road/Drveway Reinstate; 1mW x 150 Thck, N25/20/80, Incl Reinforcement | m |  | 145 | 0
| Kerb & Channel - 1m Wide | ea |  | 155 | 0
| Footpath - 1.5mW, N25/20/80, Incl Reinforcement | lm |  | 180 | 0
| Footpath - 1.5mW, EXPOSED AGG, N25/20/80, Incl Reinforcement | lm |  | 185 | 0
REINSTATE - ASPHALT
| 50mm Thck - Trench Reinstatement Through Road/Driveway | m2 |  | 97 | 0
| 50mm Thck - 1.5-2m Wide Footpath reinstatements | m2 |  | 97 | 0
| Establishment Fee (1 per stage) | Ea |  | 5500 | 0
Equipment & Hire - INCL WET PLANT HIRE
PLANT HIRE - WET
| 1.8T Excavator | Hr |  | 100 | 0
| 3-5 ton Excavator | Hr |  | 115 | 0
| 3-5T Combo | Hr |  | 154 | 0
| Hammer attachment 3.5-4T | Hr |  | 21 | 0
| Ripper 3.5-4T | Hr |  | 10 | 0
| 5t Excavator | Hr |  | 150 | 0
| Hammer attachment 5T | Hr |  | 50 | 0
| Skid steer | Hr |  | 140 | 0
| 8T Excavator | Hr |  | 128 | 0
| Hammer attachment 8T | Hr |  | 26 | 0
| Ripper 8T | Hr |  | 10 | 0
| 13-15T Excavator | Hr |  | 153 | 0
| Hammer attachment 14T | Hr |  | 36 | 0
| Ripper 14T | Hr |  | 10 | 0
| 3000L Hydro Excavation Truck | Hr |  | 190 | 0
| 4500L Hydro Excavation Truck | Hr |  | 220 | 0
| 6300L Hydro Excavation Truck | Hr |  | 250 | 0
| Water Truck allow for water at cost | Hr |  | 110 | 0
| 12t Body Truck Tipper | Hr |  | 110 | 0
HIRE - DRY
| Skid Steer Loader_Tracked (CAT249+) | Day |  | 225.4333 | 0
| Skid Steer Loader_Wheeled (CAT226+) | Day |  | 163.9667 | 0
| Mini Loader, Stand-on Type | Day |  | 180 | 0
|  |  |  | 0 | 0
| 1.5-1.8 Ton_Excavator | Day |  | 137.1429 | 0
| 1.7-2Ton_Excavator | Day |  | 0 | 0
| 3-5Ton_Excavator | Day |  | 238.6667 | 0
| 8Ton_Excavator | Day |  | 261.1667 | 0
| 10-12Ton_Excavator | Day |  | 0 | 0
| 13-16Ton_Excavator | Day |  | 317.2 | 0
| 20-24Ton_Excavator | Day |  | 314.2857 | 0
|  |  |  | 0 | 0
| Ripper_1.7-2T | Day |  | 0 | 0
| Ripper_1.5-4T | Day |  | 32.74 | 0
| Ripper_3-5T | Day |  | 0 | 0
| Ripper_8T | Day |  | 40.38 | 0
| Breaker_1.7-2T | Day |  | 123.33 | 0
| Breaker_3-5T | Day |  | 165.89 | 0
| Breaker_8T | Day |  | 165.89 | 0
| Breaker_10-12T | Day |  | 0 | 0
| Breaker_13-15T | Day |  | 203 | 0
| Auger Drive_10-12T |  |  | 0 | 0
| 300Dia Auger Drill |  |  | 0 | 0
|  |  |  | 0 | 0
| 1.25T_Tipper Truck | Day |  | 205 | 0
| 2-4T_Tipper Truck | Day |  | 166.98 | 0
| <6T_Tipper Truck | Day |  | 171.4286 | 0
|  |  |  | 0 | 0
| <10T_Articulated Site Tipper | Day |  | 0 | 0
| Upright Rammer_Wacker | Day |  | 34.2857 | 0
| Trench Roller_Dbl Drum_Remote | Day |  | 165 | 0
| <26Ft_Scissor Lift - Diesel | Day |  | 0 | 0
| <26Ft_Scissor Lift - Elec | Day |  | 0 | 0
| <34Ft_Boom Lift - Diesel | Day |  | 0 | 0
| <34Ft_Boom Lift - Elec | Day |  | 0 | 0
|  |  |  | 0 | 0
| Porta Loo_No Tank | Day |  | 5.46 | 0
| 6*3m Demantable Lunchroom - COMPLETE | Day |  | 23 | 0
| 6*3m Demantable Office - COMPLETE | Day |  | 23 | 0
| 20Ft Shipping Container | Day |  | 0 | 0
| Quick Cut Demo Saw | Day |  | 0 | 0
| Sngl Ph_6KVA Genset | Day |  | 0 | 0
| Diesel Air Compressor_Trailer | Day |  | 0 | 0
| Air Breaker - Heavy | Day |  | 0 | 0
| Air Hose <10m | Day |  | 0 | 0
| Elec Breaker/Jachammer | Day |  | 0 | 0
| Flexdrive Motor Unit | Day |  | 0 | 0
| Flexdrive_Pump Shaft | Day |  | 0 | 0
| Temporary Power Board | Day |  | 0 | 0
|  |  |  | 0 | 0
| Dual CabUte | Day |  | 0 | 0
| 3m3 Skip Bbin | per serive |  | 230 | 0
| plus disposal | Tonne |  | 309 | 0
| site fee | Week |  | 35 | 0
| ~4m3_Skip Bin | per change over |  | 229.9 | 0
| ~6m3_Skip Bin | per change over |  | 239.8 | 0
| Plus disposal | Tonne |  | 309 | 0
| Site fee | Week |  | 35 | 0
| Vacuum Excavator - Vermeer VT250D | Day |  | 295.77 | 0
| Vac Trailer – Dry Hire | Day |  | 355 | 0
|  |  |  | 0 | 0
| TRANSPORT_Ex BRIS - Return | Day |  | 0 | 0
| TRANSPORT_Ex ROK - Return | Hour |  | 180 | 0
| 0-4T Per Hour Delivery Rate | Hour |  | 125 | 0
| 5 - 9t Transport Hourly Rate | Hour |  | 160 | 0
| 10 - 19t Low Loader Hourly rate - Minimum 2 Hour Charge | Hour |  | 200 | 0
HIDDEN:
| FUEL - Average_Candle | Week |  | 1850 | 0
Subbies & Misc
| Surveyor | ea |  | 180 | 0
| Services Locator | ea |  | 130 | 0
| Compaction Testing - TEST | ea |  | 115 | 0
| Compaction Testing - Site Establishment | ea |  | 90 | 0
|  | ea |  |  | 0
|  | ea |  |  | 0
| FIRE TESTING / CERT | ea |  |  | 0
| FULL Hydro Test - Per Test (6.5Hr 1 x fitter, 1 x apprentice, 1 day Test gear) | ea |  | 1945 | 0
| Provision of Form 72 | ea |  | 350 | 0
Material - Quarry, Misc
| Bedding / Fill Sand | m3 |  | 39.75 | 0
| CBR 45/2.5 Roadbase | m3 |  | 41.9 | 0
| Turf Underlay/Topsoil | m3 |  | 45.25 | 0
| Standard Garden Woodchip | m3 |  | 87 | 0
| Turf - Standard Couch or Similar | Slab (.5m2) |  | 6.48 | 0
| Cement Stabalized Sand (3-5%) | m3 |  | 169 | 0
| Exposed Agg Concrete - Standard/Cheapest Exposed Agg Stone | m3 |  | 252 | 0
| N25 20mm 80 Slump Concrete | m3 |  | 263 | 0
| Valve Margin strips; Concrete slab, 1 directions sign, 3 x valve No sign. | ea |  | 380 | 0
FIRE SERVICES - INGROUND
HIDDEN:
| 200 HDPE PN16 SDR11 - REDLINE | m |  | 46.8107 | 0
| 180 HDPE PN16 SDR11 - REDLINE | m |  | 35.144 | 0
| 125 HDPE PN16 SDR11 - REDLINE | m |  | 16.9935 | 0
| 75 HDPE PN16 SDR11 - REDLINE | m |  | 12.31 | 0
| 32 HDPE PN16 SDR11 - BLUELINE | m |  | 1.6779 | 0
0
| 200 EF Coupler | ea |  | 60.8028 | 0
| 180 EF Coupler | ea |  | 35.4936 | 0
| 125 EF Coupler | ea |  | 19.4718 | 0
| 200 EF 45DFeg Bend | ea |  | 150.6408 | 0
| 180 EF 45DFeg Bend | ea |  | 135.1986 | 0
| 125 EF 45DFeg Bend | ea |  | 61.6722 | 0
| 200 EF 90DFeg Bend | ea |  | 150.6408 | 0
| 180 EF 90DFeg Bend | ea |  | 134.9778 | 0
| 125 EF 90DFeg Bend | ea |  | 61.617 | 0
| 200 EF TEE | ea |  | 151.455 | 0
| 180 EF TEE | ea |  | 157.7064 | 0
| 125 EF TEE | ea |  | 67.965 | 0
| 200*180 EF TEE | ea |  | 289.0686 | 0
| 200*125 EF TEE | ea |  | 301.4196 | 0
| 180*125 EF TEE | ea |  | 168.5394 | 0
| 200*180 EF Reducer | ea |  | 173.3556 | 0
| 180*125 EF Reducer | ea |  | 82.938 | 0
| 180*32 EF Reducer | ea |  | 65 | 0
| 200PE*8"(200m) - MaxiStub W/Backing Ring | ea |  | 472.443 | 0
| 180PE*6"(150mm) - MaxiStub W/Backing Ring | ea |  | 179.0826 | 0
| 125PE*4" (100mm) - MaxiStub W/Backing Ring | ea |  | 127.8846 | 0
| 180mm PE x 150mm GALV ADAPTER - PLASSON Brand | ea |  | 432.2022 | 0
| 125mm PE x 100mm GALV ADAPTER - PLASSON Brand | ea |  | 281.6718 | 0
|  | 0 |  | 0 | 0
| 180mm PE x 150mm GALV ADAPTER | ea |  | 435.6798 | 0
| 125mm PE x 100mm GALV ADAPTER | ea |  | 277.9734 | 0
| 200 Long SPIG 45DFeg Bend | ea |  | 94.5852 | 0
| 180 Long SPIG 45DFeg Bend | ea |  | 88.9548 | 0
| 125 Long SPIG 45DFeg Bend | ea |  | 53.4888 | 0
| 200 Long SPIG 90DFeg Bend | ea |  | 118.9146 | 0
| 180 Long SPIG 90DFeg Bend | ea |  | 93.9918 | 0
| 125 Long SPIG 90DFeg Bend | ea |  | 43.677 | 0
| 200 Long SPIG TEE | ea |  | 176.1432 | 0
| 180 Long SPIG TEE | ea |  | 157.6236 | 0
| 125 Long SPIG TEE | ea |  | 52.7988 | 0
| 200*180 Long SPIG TEE | ea |  | 253.2024 | 0
| 200*125 Long SPIG TEE | ea |  | 265.5534 | 0
| 180*125 Long SPIG TEE | ea |  | 256.2798 | 0
| 200*180 Long SPIG Reducer | ea |  | 77.0592 | 0
| 180*125 Long SPIG Reducer | ea |  | 54.9654 | 0
| 75PE 50 CU TRANSITION | ea |  | 45 | 0
| 32 PE 25 CU TRANSITION | ea |  | 35 | 0
|  | 0 |  | 0 | 0
| 200 FL DICL Sluice Valve | ea |  | 679.41 | 0
| 150 FL DICL Sluice Valve | ea |  | 323.53 | 0
| 100 FL DICL Sluice Valve | ea |  | 202.94 | 0
| Valve Spindle Riser - 600Long | ea |  | 136.94 | 0
| Valve Box - Cast Iron Trafficable - Rectangle Type "V" | ea |  | 123.53 | 0
| Valve Box - Non-Trafficable - Plastic Surround with CI Drop In "V" | ea |  | 98.82 | 0
|  | 0 |  | 0 | 0
| 200*150mm DICL FL Reducer | ea |  | 291.18 | 0
| 200*100mm DICL FL Reducer | ea |  | 330 | 0
| 150*100mm DICL FL Reducer | ea |  | 156 | 0
| 150mm DICL FL * SP Adapter | ea |  | 106.24 | 0
| 100mm DICL FL * SP Adapter | ea |  | 70.59 | 0
| 200mm DICL FL 90Deg Bend | ea |  | 516.35 | 0
| 150mm DICL FL 90Deg Bend | ea |  | 198.88 | 0
| 100mm DICL FL 90Deg Bend | ea |  | 108.71 | 0
| 200mm DICL FL TEE | ea |  | 672.65 | 0
| 150mm DICL FL TEE | ea |  | 228.24 | 0
| 100mm DICL FL TEE | ea |  | 128.24 | 0
| 200*150*200 DICL FL TEE | ea |  | 536.76 | 0
| 200*100*200 DICL FL TEE | ea |  | 576.47 | 0
| 150-100-150 DICL FL TEE | ea |  | 198.82 | 0
| 200mm DICL FL Pipe @ 1000 | ea |  | 898.82 | 0
| 200mm DICL FL Pipe @ 600 | ea |  | 640 | 0
| 200mm DICL FL Pipe @ 300 | ea |  | 355.29 | 0
| 150mm DICL FL Pipe @ 1000 | ea |  | 534.41 | 0
| 150mm DICL FL Pipe @ 600 | ea |  | 280 | 0
| 150mm DICL FL Pipe @ 450 | ea |  | 236.47 | 0
| 150mm DICL FL Pipe @ 300 | ea |  | 178.8 | 0
| 100mm DICL FL Pipe @ 1000 | ea |  | 362.35 | 0
| 100mm DICL FL Pipe @ 600 | ea |  | 144.71 | 0
| 100mm DICL FL Pipe @ 450 | ea |  | 135.88 | 0
| 100mm DICL FL Pipe @ 300 | ea |  | 76.47 | 0
| 150mm DICL FL Deadplate | ea |  | 67.65 | 0
| 100mm DICL FL Deadplate | ea |  | 43.53 | 0
|  | 0 |  | 0 | 0
| 200mm PE*DI Gasket Kit Complete | ea |  | 67.06 | 0
| 200mm DI*DI Gasket Kit Complete | ea |  | 46.71 | 0
| 150mm PE*DI Gasket Kit Complete | ea |  | 60 | 0
| 150mm DI*DI Gasket Kit Complete | ea |  | 42.35 | 0
| 100mm PE*DI Gasket Kit Complete | ea |  | 24.71 | 0
| 100mm DI*DI Gasket Kit Complete | ea |  | 20 | 0
|  | 0 |  | 0 | 0
| 150mm SS Gibault Adapter Coupling | ea |  | 108.71 | 0
| 100mm SS Gibault Adapter Coupling | ea |  | 87.06 | 0
| 180mm PE GRIPPER Adapter Coupling | ea |  | 305.88 | 0
| 125mm PE GRIPPER Adapter Coupling | ea |  | 182.35 | 0
| 180mm PE GRIPPER * 150FL Adapter Coupling | ea |  | 229.41 | 0
| 125mm PE GRIPPER * 100FL Adapter Coupling | ea |  | 152.94 | 0
| 180mm PE GRIPPER Sluice Valve | ea |  | 690 | 0
| 125mm PE GRIPPER Sluice Valve | ea |  | 408.47 | 0
|  | 0 |  | 0 | 0
| Detectable Tape - Fire x 250m | ea |  | 90 | 0
| Alcohol Weld Wipes | ea |  | 13.5 | 0
| Denzo Tape 100mm roll | ea |  | 27.14 | 0
| Black over-wrap tape - roll | ea |  | 27.14 | 0
0
| FIRE SERVICES - ABOVE GROUND |  |  |  | 0
Description
HIDDEN: |  | Unit
| 150mm MED DUTY Galv Pipe | m |  | 43.8462 | 0
| 100mm MED DUTY Galv Pipe w/RG Ends | m |  | 28.4615 | 0
| 100mm Class B Copper Pipe | m |  | 106.2417 | 0
| 25mm Class B Copper Pipe | m |  | 59.82 | 0
|  | 0 |  | 0 | 0
| 150mm Galv RG Coupling | ea |  | 12.83 | 0
| 100mm Galv RG Coupling | ea |  | 7.55 | 0
| 150mm Galv RG TEE | ea |  | 35.5 | 0
| 100mm Galv RG TEE | ea |  | 16.93 | 0
| 150mm Galv RG BEND 90Deg | ea |  | 22.85 | 0
| 100mm Galv RG BEND 90Deg | ea |  | 10.62 | 0
| 150mm Galv RG BEND 45Deg | ea |  | 23.5 | 0
| 100mm Galv RG BEND 45Deg | ea |  | 11.4 | 0
| 150mm Galv RG x 100mm FLANGE Adapt | ea |  | 30.75 | 0
| 100mm Galv RG x 100mm FLANGE Adapt | ea |  | 23.21 | 0
| 150mm RG Butterfly Valve Geared Wheel | ea |  | 217.8 | 0
| 100mm RG Butterfly Valve Geared Wheel | ea |  | 169.4 | 0
|  | 0 |  | 0 | 0
| 150mm H-Pattern Booster Assembly Complete | ea |  | 2350 | 0
| Booster Cabinet - Compl with doors and stickers | ea |  | 1155 | 0
|  | 0 |  | 0 | 0
| 100mm Dual Pillar Hydrant Complete_ Flanged Base 1500 High w/landing Valves | ea |  | 365 | 0
| 100mm Dual Pillar Hydrant Complete_ RG Base 1500 High w/landing Valves_OPTION | ea |  | 365 | 0
| 65mm RG Landing Valve | ea |  | 90 | 0
| Red caps and chain - suit 65mm QLD Landing valve | ea |  | 5 | 0
| 36m Fire Hose Reel w/25mm isolation valve | ea |  | 125 | 0
| 25mm Isolation Ball Valve (for fire hose reel) valve only, with hose nozzle latch | ea |  | 39 | 0
|  | 0 |  | 0 | 0
| 150mm FL Testable Double Check Valve - Compl. w/Valves | ea |  | 3100.7 | 0
| 150mm FL RPZD Valve - Compl. w/Valves | ea |  | 4237.09 | 0
|  | 0 |  | 0 | 0
| 100mm FL Levered Butterfly Vlave | ea |  | 114.44 | 0
| 100mm Copper Crimp - TEE | ea |  | 219.36 | 0
| 100mm Copper Crimp - 90Deg Bend | ea |  | 135.09 | 0
| 100mm Copper Crimp - 45Deg Bend | ea |  | 125.77 | 0
| 100mm Copper Crimp - Straight Socket | ea |  | 83.25 | 0
| 100mm Copper Crimp - 100mm FL Adapter | ea |  | 52.25 | 0
| 80mm Copper Crimp - TEE | ea |  | 175.66 | 0
| 100mm*80mm Copper Crimp - REDUCER | ea |  | 164.08 | 0
|  | 0 |  | 0 | 0
| 50mm Cu Tube Type B | m |  | 46.4167 | 0
| Elbow 90 Deg 50mm Water Kembla Kempress | ea |  | 45.02 | 0
| Equal Tee 50mm Water Kembla Kempress | ea |  | 56.35 | 0
| Reducer 50mm 25mm Water CU | ea |  | 34.92 | 0
| 32mm Fi Lockable Ball Valve | ea |  | 77.95 | 0
| 32mm Cu Crimp * 32mi Adapt | ea |  | 17.16 | 0
| 32mm Cu Crimp Coupling Straight | ea |  | 7.23 | 0
| 32mm Cu Crimp 90Deg Bend | ea |  | 14.31 | 0
| 32mm Cu Crimp 45Deg Bend | ea |  | 16.24 | 0
| 25mm Cu Tube Type B | ea |  | 21.4167 | 0
| 32mm*25mm Cu Crimp Reducer | ea |  | 14.36 | 0
| 25mm Fi Lockable Ball Valve | ea |  | 46.94 | 0
| 25mm Cu Crimp * 25mi Adapt | ea |  | 8.46 | 0
| 25mm Cu Crimp Coupling Straight | ea |  | 5.74 | 0
| 25mm Cu Crimp 90Deg Bend | ea |  | 7.7 | 0
| 25mm Cu Crimp 45Deg Bend | ea |  | 10.19 | 0
|  | 0 |  | 0 | 0
| 150mm Galv 2 Piece Weld-nut Bracket M12 | ea |  | 5.86 | 0
| 100mm Galv 2 Piece Weld-nut Bracket M12 | ea |  | 4.41 | 0
| 150 Galv 2 Piece Channel Clip | ea |  | 5.36 | 0
| 100 Galv 2 Piece Channel Clip | ea |  | 4.4 | 0
| 12mm Galv Threaded Rod | ea |  | 10.64 | 0
| Galv Braced Counter Lever Bracket - 450Long | ea |  | 20 | 0
| 003 Padlock | ea |  | 19.5 | 0
| 100mm DI*DI Gasket Kit Complete | ea |  | 20 | 0
FIRE SERVICES - Misc.
Description
| Decommisioning Material | ea |  | 1388 | 0
| Electrofusion PE Welder 25-250mmPE. Please detail Spec | ea |  | 0 | 0
| PE Butt Welder. Automatic. 125-250mmPE. Please detail Spec - HIRE | WEEK |  | 450 | 0
| Hand Roll Groover. 65-150mm. | ea |  | 0 | 0
| Delivery - To Rockhampton PIPE LENGTHS as quoted | ea |  | 2178.48 | 0
| Delivery - To Rockhampton Standard/Palletised items | ea |  | 2178.48 | 0
POTABLE WATER_MAINS & R'Ins
Description
HIDDEN:
| 125 HDPE PN16 SDR11 - BLUELINE | m |  | 34.5 | 0
| 90 HDPE PN16 SDR11 - BLUELINE | m |  | 20 | 0
| 75 HDPE PE100 PN 16 -Blueline | m |  | 12.31 | 0
| 63 HDPE PE100 PN 16 -Blueline | m |  | 9.66 | 0
| 63 HDPE PN12.5 SDR11 - BLUELINE | m |  | 4.63 | 0
| 50 HDPE PE100 PN 16 - BLUELINE | m |  | 5.4 | 0
| 40 HDPE PE100 PN16 Blue Line | m |  | 4.4 | 0
| 40 HDPE PN12.5 SDR11 - BLUELINE | m |  | 2.3621 | 0
| 32 HDPE PE100 PN 16 -Blueline | m |  | 2.1 | 0
| 25 HDPE PE100 PN16 - BLUELINE | m |  | 1.22 | 0
| 25 HDPE PN12.5 SDR11 - BLUELINE | m |  | 2.43 | 0
| EF COUPLER 125MM (EA) | m |  | 22 | 0
| TEE EQUAL PE100 E/F 125MM | ea |  | 57.75 | 0
| TEE PE100 E/F 125*63MM | ea |  | 139 | 0
| EF REDUCER 125 X 90MM | ea |  | 104.15 | 0
| EF REDUCER 125 X 63MM | ea |  | 26.1 | 0
| EF REDUCER 75 X 63MM | ea |  | 37.5 | 0
| EF REDUCER 63 X 50MM | ea |  | 35.93 | 0
| EF REDUCER 50 X 40MM | ea |  | 35 | 0
| EF REDUCER 40 X 32MM | ea |  | 35 | 0
| EF REDUCER 40 X 25MM | ea |  | 35 | 0
| EF REDUCER 32 X 25MM | ea |  | 20 | 0
| ELBOW PE100 E/F 125MM X 45D | ea |  | 50 | 0
| ELBOW PE100 E/F 125MM X 90D | ea |  | 54 | 0
| HDPE 75mm X 90 D ELBOW | ea |  | 15.55 | 0
| HDPE 63MM X 90 D ELBOW | ea |  | 15 | 0
| HDPE 50MM X 90 D ELBOW | ea |  | 10.87 | 0
| HDPE 40MM X 90 D ELBOW | ea |  | 55 | 0
| Reducing Tee 125mm x 90mm | ea |  | 55 | 0
| Reducing Tee 125mm x 32mm | ea |  | 35 | 0
| Reducing Tee 75mm x 63mm | ea |  | 35 | 0
| Reducing Tee 75mm x 50mm | ea |  | 35 | 0
| Reducing Tee 75mm x 32mm | ea |  | 35 | 0
| Reducing Tee 63mm x 32mm | ea |  | 35 | 0
| Reducing Tee 50mm x 40mm | ea |  | 35 | 0
| Reducing Tee 40mm x 25mm | ea |  | 35 | 0
| Reducing Tee 32mm x 25mm | ea |  | 26 | 0
| EF Reducer 50mm x 25mm | ea |  | 35 | 0
| 50mm Tee | ea |  | 10.87 | 0
| 40mm Tee | ea |  | 35 | 0
| 32mm Tee | ea |  | 20 | 0
| HDPE 32mm X 90 D ELBOW | ea |  | 20 | 0
| HDPE 25mm X 90 D ELBOW | ea |  |  | 0
| HDPE 25mm X 45 D ELBOW | ea |  |  | 0
| 25mm Tee | ea |  |  | 0
| PE MAXI STUB FLANGE W/SS BK RING 125X 4" (EA) | ea |  | 35 | 0
| SLUICE VALVE PN16 T/D ACC FLNGD 100MM | ea |  | 102.5 | 0
| Valve Box - Cast Iron - Rectangle - Large - HD | ea |  | 235 | 0
| SADDLE TAPPING EF 125PE X 25PE | ea |  | 100 | 0
| SADDLE TAPPING EF 125PE X 32PE | ea |  | 47.41 | 0
| SADDLE TAPPING EF 125PE X 63PE | ea |  | 41.69 | 0
| 90mm PE X 80mm Copper Transition | ea |  | 200 | 0
| Detectable WATER Marker Tape - 250m | ea |  | 85.55 | 0
| WIPES WELDING PLASSON XL (120 PK) | ea |  | 70 | 0
| Paint Pen - WHITE | ea |  | 19 | 0
|  |  |  | 16 | 0
| 100 Cu Above Grnd | m |  |  | 0
| 80 CU Above Grnd | m |  | 89.2667 | 0
| 65 CU Above Grnd | m |  | 55.8667 | 0
| 50 Cu Above Grnd | m |  | 46.4167 | 0
| 32 Cu Above Grnd | m |  | 32 | 0
| 32mm x25mm reducing tee | ea |  | 19.98 | 0
| 25 Cu Above Grnd | m |  | 21.5 | 0
| B-PRESS WATER EQUAL TEE 32MM (EA) | ea |  | 23.51 | 0
| B-PRESS WATER EQUAL TEE 25MM (EA) | ea |  | 7.17 | 0
| 20 Cu Above Grnd | m |  | 13.6667 | 0
| B-PRESS WATER EQUAL TEE 20MM (EA) | ea |  | 9.785 | 0
| 50mm Cu 10mm Nut Clip | ea |  | 1.4 | 0
| 32mm Cu 10mm Nut Clip | ea |  | 1.38 | 0
| 25mm Cu 10mm Nut Clip | ea |  | 1.32 | 0
| 20mm Cu 10mm Nut Clip | ea |  | 1.24 | 0
| 10mm Zinc Threaded Rod | m |  | 5.1 | 0
0
| Kembla copper WATER ELBOW 90DEG X 80MM (EA) | ea |  | 118.5 | 0
| Kembla copper WATER ELBOW 90DEG X 65MM (EA) | ea |  | 79.8 | 0
| Kembla copper WATER ELBOW 90DEG X 50MM (EA) | ea |  | 45.02 | 0
| Kembla copper WATER ELBOW 90DEG X 32MM (EA) | ea |  | 17.37 | 0
| Kembla copper WATER ELBOW 90DEG X 25MM | ea |  | 7.7 | 0
| Kembla copper WATER ELBOW 90DEG X 20MM | ea |  | 4.58 | 0
0
0
0
HIDDEN |  |  |  |  | 0
| 63mm E/F PE 90 Deg Elb |  |  |  | 0
| 63mm E/F PE 45 Deg Elb | ea |  | 13.5 | 0
| 63mm E/F PE TEE | ea |  | 13.5 | 0
| 63x40x63 E/F PE TEE | ea |  | 9.5 | 0
| 63x32x63 E/F PE TEE | ea |  | 18.5 | 0
| 63x25x63 E/F PE TEE | ea |  | 18.5 | 0
| 63mm E/F PE Coupling | ea |  | 6 | 0
| 63x40 E/F PE Reducer Coupling | ea |  | 5.5 | 0
| 63x32 E/F PE Reducer Coupling | ea |  | 17.5 | 0
| 63x25 E/F PE Reducer Coupling | ea |  | 16.5 | 0
| 63PEx50Fi E/F PE Adapter | ea |  | 2.5 | 0
| 63PEx50Mi E/F PE Adapter | ea |  | 43.5 | 0
| 63PEx50Fi E/F PE Tramsiton Union | ea |  | 43.5 | 0
| 63PEx50Mi E/F PE Transition Union | ea |  | 45.5 | 0
| 40mm E/F PE 90 Deg Elb | ea |  | 76 | 0
| 40mm E/F PE 45 Deg Elb | ea |  | 11.5 | 0
| 40mm E/F PE TEE | ea |  | 11.5 | 0
| 40x32x40 E/F PE TEE | ea |  | 12 | 0
| 40x25x40 E/F PE TEE | ea |  | 18.5 | 0
| 40mm E/F PE Coupling | ea |  | 19.5 | 0
| 40x32 E/F PE Reducer Coupling | ea |  | 4.5 | 0
| 40x25 E/F PE Reducer Coupling | ea |  | 10.5 | 0
| 40PEx32Fi E/F PE Adapter | ea |  | 14.5 | 0
| 40PEx32Mi E/F PE Adapter | ea |  | 28.5 | 0
| 40PEx32Fi E/F PE Tramsiton Union | ea |  | 29.5 | 0
| 40PEx32Mi E/F PE Transition Union | ea |  | 36 | 0
| 32mm E/F PE 90 Deg Elb | ea |  | 54 | 0
| 32mm E/F PE 45 Deg Elb | ea |  | 10.5 | 0
| 32mm E/F PE TEE | ea |  | 10 | 0
| 32x25x32 E/F PE TEE | ea |  | 5.5 | 0
| 32mm E/F PE Coupling | ea |  | 18 | 0
| 32x25 E/F PE Reducer Coupling | ea |  | 4.5 | 0
| 32PEx25Fi E/F PE Adapter | ea |  | 6.5 | 0
| 32PEx25Mi E/F PE Adapter | ea |  | 25.5 | 0
| 32mm E/F PE End Cap | ea |  | 22.5 | 0
| 32mm E/F PE End Plug | ea |  | 8.5 | 0
| 25mm E/F PE 90 Deg Elb | ea |  | 6.5 | 0
| 25mm E/F PE 45 Deg Elb | ea |  | 10.5 | 0
| 25mm E/F PE TEE | ea |  | 0 | 0
| 25mm E/F PE Coupling | ea |  | 4.5 | 0
| 25PEx25Fi E/F PE Adapter | ea |  | 4 | 0
| 25PEx25Mi E/F PE Adapter | ea |  | 17 | 0
| 25PEx20Fi E/F PE Adapter | ea |  | 17.5 | 0
| 25PEx20Mi E/F PE Adapter | ea |  | 4.5 | 0
| 25mm E/F PE End Cap | ea |  | 2 | 0
| 25mm E/F PE End Plug | ea |  | 8.5 | 0
HIDDEN |  | ea |  | 4 | 0
| 100mm CU Crimp 90 DEG FxF Elbow |  |  |  | 0
| 100mm CU Crimp 45 DEG FxF Elbow | ea |  | 137 | 0
| 100mm CU Crimp Tee | ea |  | 139.5 | 0
| 100x50x100 CU Crimp Tee | ea |  | 183 | 0
| 100x50 CU Crimp Reducer | ea |  | 184.5 | 0
| 100mm CU Crimp Repair Coupling | ea |  | 56 | 0
| 100mm CU Crimp Coupling | ea |  | 103 | 0
| 100Cu x 100Flange CU Crimp Coupling | ea |  | 95 | 0
| 80mm x 65mm Cu Reducer | ea |  | 100 | 0
| 65mm Cu Crimp Tee | ea |  | 130.1 | 0
| 65mmX 50 Cu WAT Crimp Reducer | ea |  | 60 | 0
| 65mmX 32 Cu WAT Crimp Reducer | ea |  | 55 | 0
| 65 mmX 20 Cu WAT Crimp Reducer | ea |  | 50 | 0
| 50mm CU Crimp 90 DEG FxF Elbow | ea |  | 99.5 | 0
| 50mm CU Crimp 45 DEG FxF Elbow | ea |  | 33.5 | 0
| 50mm CU Crimp Tee | ea |  | 56.35 | 0
| 50x40x50 CU Crimp Tee | ea |  | 60.5 | 0
| 50x40x40 CU Crimp Tee | ea |  | 61 | 0
| 50x32x50 CU Crimp Tee | ea |  | 65 | 0
| 50x32x32 CU Crimp Tee | ea |  | 65 | 0
| 50x32x40 CU Crimp Tee | ea |  | 65 | 0
| 50x25x50 CU Crimp Tee | ea |  | 65 | 0
| 50x20x50 CU Crimp Tee | ea |  | 45 | 0
| 50x15x50 CU Crimp Tee | ea |  | 55 | 0
| 50x40 CU Crimp Reducer | ea |  | 55 | 0
| 50x32 CU Crimp Reducer | ea |  | 21.5 | 0
| 50x25 CU Crimp Reducer | ea |  | 34.92 | 0
| 50x20 CU Crimp Reducer | ea |  | 35 | 0
| 50x15 CU Crimp Reducer | ea |  | 22 | 0
| 50Cu x 50Mi CU Crimp Adapter | ea |  | 22 | 0
| 50Cu x 50Fi CU Crimp Adapter | ea |  | 78 | 0
| 50mm CU Crimp Repair Coupling | ea |  | 89 | 0
| 50mm CU Crimp Coupling | ea |  | 21 | 0
| 50Cu x 50Flange CU Crimp Coupling | ea |  | 21 | 0
| 50mm CU Crimp Cap | ea |  | 0 | 0
| 50Cu x W69/Barrell Barrell Union CU Crimp | ea |  | 0 | 0
| 40mm CU Crimp 90 DEG FxF Elbow | ea |  | 0 | 0
| 40mm CU Crimp 45 DEG FxF Elbow | ea |  | 0 | 0
| 40mm CU Crimp 90 DEG MxF Elbow | ea |  | 0 | 0
| 40mm CU Crimp 45 DEG MxF Elbow | ea |  | 0 | 0
| 40mm CU Crimp Tee | ea |  | 0 | 0
| 40x32x40 CU Crimp Tee | ea |  | 0 | 0
| 40x32x32 CU Crimp Tee | ea |  | 0 | 0
| 40x32x25 CU Crimp Tee | ea |  | 0 | 0
| 40x25x40 CU Crimp Tee | ea |  | 0 | 0
| 40x25x20 CU Crimp Tee | ea |  | 0 | 0
| 40x20x40 CU Crimp Tee | ea |  | 0 | 0
| 40x15x40 CU Crimp Tee | ea |  | 0 | 0
| 40x32 CU Crimp Reducer | ea |  | 0 | 0
| 40x25 CU Crimp Reducer | ea |  | 0 | 0
| 40x20 CU Crimp Reducer | ea |  | 0 | 0
| 40x15 CU Crimp Reducer | ea |  | 0 | 0
| 40Cu x 40Mi CU Crimp Adapter | ea |  | 0 | 0
| 40Cu x 40Fi CU Crimp Adapter | ea |  | 0 | 0
| 40mm CU Crimp Repair Coupling | ea |  | 0 | 0
| 40mm CU Crimp Coupling | ea |  | 0 | 0
| 40Cu x 40Flange CU Crimp Coupling | ea |  | 0 | 0
| 40mm CU Crimp Cap | ea |  | 0 | 0
| 40Cu x W69/Barrell Barrell Union CU Crimp | ea |  | 0 | 0
| 32mm CU Crimp 90 DEG FxF Elbow | ea |  | 0 | 0
| 32mm CU Crimp 45 DEG FxF Elbow | ea |  | 0 | 0
| 32mm CU Crimp 90 DEG MxF Elbow | ea |  | 0 | 0
| 32mm CU Crimp 45 DEG MxF Elbow | ea |  | 0 | 0
| 32mm CU Crimp Tee | ea |  | 0 | 0
| 32x25x32 CU Crimp Tee | ea |  | 18.54 | 0
| 32x25x20 CU Crimp Tee | ea |  | 0 | 0
| 32x20x32 CU Crimp Tee | ea |  | 0 | 0
| 32x20x20 CU Crimp Tee | ea |  | 18.35 | 0
| 32x20x15 CU Crimp Tee | ea |  | 0 | 0
| 32x15x32 CU Crimp Tee | ea |  | 0 | 0
| 32x15x25 CU Crimp Tee | ea |  | 0 | 0
| 32x15x20 CU Crimp Tee | ea |  | 0 | 0
| 32x15x15 CU Crimp Tee | ea |  | 0 | 0
| COUPLING RED CU KEMPRESS WATER 32MM X 25MM | ea |  | 20 | 0
| 32x20 CU Crimp Reducer | ea |  | 16.33 | 0
| 32x15 CU Crimp Reducer | ea |  | 0 | 0
| 32Cu x 32Mi CU Crimp Adapter | ea |  | 0 | 0
| 32Cu x 32Fi CU Crimp Adapter | ea |  | 0 | 0
| 32mm CU Crimp Repair Coupling | ea |  | 0 | 0
| 32mm CU Crimp Coupling | ea |  | 0 | 0
| 32mm CU Crimp Cap | ea |  | 0 | 0
| 32Cu x W69/Barrell Barrell Union CU Crimp | ea |  | 0 | 0
| 25mm CU Crimp 90 DEG FxF Elbow | ea |  | 0 | 0
| 25mm CU Crimp 45 DEG FxF Elbow | ea |  | 0 | 0
| 25mm CU Crimp 90 DEG MxF Elbow | ea |  | 0 | 0
| 25mm CU Crimp 45 DEG MxF Elbow | ea |  | 0 | 0
| 25mm CU Crimp Tee | ea |  | 0 | 0
| 25x20x25 CU Crimp Tee | ea |  | 0 | 0
| 25x20x20 CU Crimp Tee | ea |  | 0 | 0
| 25x20x15 CU Crimp Tee | ea |  | 0 | 0
| 25x15x25 CU Crimp Tee | ea |  | 0 | 0
| 25x15x20 CU Crimp Tee | ea |  | 0 | 0
| 25x15x15 CU Crimp Tee | ea |  | 0 | 0
| 25x20 CU Crimp Reducer | ea |  | 0 | 0
| 25x15 CU Crimp Reducer | ea |  | 0 | 0
| 25Cu x 25Mi CU Crimp Adapter | ea |  | 0 | 0
| 25Cu x 25Fi CU Crimp Adapter | ea |  | 0 | 0
| 25mm CU Crimp Repair Coupling | ea |  | 0 | 0
| 25mm CU Crimp Coupling | ea |  | 0 | 0
| 25mm CU Crimp Cap | ea |  | 0 | 0
| 25Cu x W69/Barrell Barrell Union CU Crimp | ea |  | 0 | 0
| 20mm CU Crimp 90 DEG FxF Elbow | ea |  | 0 | 0
| 20mm CU Crimp 45 DEG FxF Elbow | ea |  | 0 | 0
| 20mm CU Crimp 90 DEG MxF Elbow | ea |  | 0 | 0
| 20mm CU Crimp 45 DEG MxF Elbow | ea |  | 0 | 0
| 20mm CU Crimp Tee | ea |  | 0 | 0
| 20x15x20 CU Crimp Tee | ea |  | 5.61 | 0
| 20x15x15 CU Crimp Tee | ea |  | 0 | 0
| 20x15 CU Crimp Reducer | ea |  | 0 | 0
| 20Cu x 20Mi CU Crimp Adapter | ea |  | 0 | 0
| 20Cu x 20Fi CU Crimp Adapter | ea |  | 0 | 0
| 20mm CU Crimp Repair Coupling | ea |  | 0 | 0
| 20mm CU Crimp Coupling | ea |  | 0 | 0
| 20mm CU Crimp Cap | ea |  | 0 | 0
| 20Cu x W69/Barrell Barrell Union CU Crimp | ea |  | 0 | 0
| 15mm CU Crimp 90 DEG FxF Elbow | ea |  | 0 | 0
| 15mm CU Crimp 45 DEG FxF Elbow | ea |  | 0 | 0
| 15mm CU Crimp 90 DEG MxF Elbow | ea |  | 0 | 0
| 15mm CU Crimp 45 DEG MxF Elbow | ea |  | 0 | 0
| 15mm CU Crimp Tee | ea |  | 0 | 0
| 15Cu x 15Mi CU Crimp Adapter | ea |  | 0 | 0
| 15Cu x 15Fi CU Crimp Adapter | ea |  | 0 | 0
| 15Cu Fi BP, wall elbow | ea |  | 0 | 0
| 15Cu Mi BP, Wall elbow - 90 Long | ea |  | 0 | 0
| 15Cu Mi BP, Wall elbow - 120+ Long | ea |  | 0 | 0
| 15mm CU Crimp Repair Coupling | ea |  | 0 | 0
| 15mm CU Crimp Coupling | ea |  | 0 | 0
| 15mm CU Crimp Cap | ea |  | 0 | 0
| 15Cu x W69/Barrell Barrell Union CU Crimp | ea |  | 0 | 0
| 50mm Ball Valve Fi | ea |  | 0 | 0
| 40mm Ball Valve Fi | ea |  | 0 | 0
| 32mm Ball Valve Fi | ea |  | 0 | 0
| 25mm Ball Valve Fi | ea |  | 26.25 | 0
| 20mm Ball Valve Fi | ea |  | 0 | 0
| 15mm Ball Valve Fi | ea |  | 0 | 0
| 50mm Mi BRS Nipple | ea |  | 0 | 0
| 50mm Fi BRS Socket | ea |  | 0 | 0
| 50mm Mi BRS Union | ea |  | 0 | 0
| 50mm Fi BRS Union | ea |  | 0 | 0
| 50mm BRS Plug | ea |  | 0 | 0
| 50mm BRS Cap | ea |  | 0 | 0
| 40mm Mi BRS Nipple | ea |  | 0 | 0
| 40mm Fi BRS Socket | ea |  | 0 | 0
| 40mm Mi BRS Union | ea |  | 0 | 0
| 40mm Fi BRS Union | ea |  | 0 | 0
| 40mm BRS Plug | ea |  | 0 | 0
| 40mm BRS Cap | ea |  | 0 | 0
| 32mm Mi BRS Nipple | ea |  | 0 | 0
| 32mm Fi BRS Socket | ea |  | 0 | 0
| 32mm Mi BRS Union | ea |  | 0 | 0
| 32mm Fi BRS Union | ea |  | 0 | 0
| 32mm BRS Plug | ea |  | 0 | 0
| 32mm BRS Cap | ea |  | 0 | 0
| 25mm Mi BRS Nipple | ea |  | 0 | 0
| 25mm Fi BRS Socket | ea |  | 0 | 0
| 25mm Mi BRS Union | ea |  | 0 | 0
| 25mm Fi BRS Union | ea |  | 0 | 0
| 25mm BRS Plug | ea |  | 0 | 0
| 25mm BRS Cap | ea |  | 0 | 0
|  | ea |  | 0 | 0
| 20mm pex Pipe - Black |  |  | 0 | 0
| 15mm Pex pipe - Black | m |  | 0 | 0
| 15mm Pex pipe - Red | m |  | 0 | 0
| 20 pex Elbow | m |  | 0 | 0
| 20 Pex TEE | ea |  | 0 | 0
| 20x15 Pex TEE | ea |  | 0 | 0
| 20 PEX Mi Adapter | ea |  | 0 | 0
| 20 PEX Fi Adapter | ea |  | 0 | 0
| 20x15 Pex Reducer | ea |  | 0 | 0
| 20 PEXxCU Crimp conversion coupling | ea |  | 0 | 0
| 20 PEX Straight coupling | ea |  | 0 | 0
| 15 Pex Elbow | ea |  | 0 | 0
| 15 Pex TEE | ea |  | 0 | 0
| 15 PEXMi Adapter | ea |  | 0 | 0
| 15 PEX Fi Adapter | ea |  | 0 | 0
| 15 PEX Fi BP, wall elbow | ea |  | 0 | 0
| 15 PEX Mi BP, Wall elbow - 90 Long | ea |  | 0 | 0
| 15 PEX Mi BP, Wall elbow - 120+ Long | ea |  | 0 | 0
| 15 PEXxCU Crimp conversion coupling | ea |  | 0 | 0
| 15 PEX Straight coupling | ea |  | 0 | 0
|  | ea |  | 0 | 0
| Hose Taps Complete | ea |  | 56 | 0
| 100 FL DICL SLUICE VALVE | ea |  | 202.94 | 0
| 125PE*4" (100mm) - MaxiStub W/Stainless Steel Backing Ring | ea |  | 92.67 | 0
| 100mm PE*DI Gasket Kit Complete Parts & Labour | ea |  | 24.71 | 0
| 100mm DI*DI Gasket Kit Complete | ea |  | 20 | 0
| Valve Spindle Riser - 600Long | ea |  | 136.94 | 0
| 100mm Dual Pillar Hydrant Complete_ RG Base 1500 High w/landing Valves_OPTION | ea |  | 365 | 0
| 125mm PE x 100mm GALV ADAPTER - Acutech Brand | ea |  | 201.43 | 0
| Red caps and chain - suit 65mm QLD Landing valve | ea |  | 5 | 0
| RPZD 32mm | ea |  | 853 | 0
| RPZD 20mm | ea |  | 503 | 0
| RPZD 100mm | ea |  | 1809.63 | 0
| Office - Water & Rough IN | ea |  | 1650 | 0
| Ofice - NOGINS & Fixings | ea |  | 160 | 0
| Safety shr fittings | ea |  | 750 | 0
| In Grnd Fittings misc | ea |  | 450 | 0
| Abv Grnd Fittings misc | ea |  | 1250 | 0
| HWU quickie kit | ea |  | 190 | 0
| TMV | ea |  | 412.59 | 0
| 20mm Isolavtive valve | ea |  | 18.65 | 0
| 25mm Isolavtive valve | ea |  | 26.55 | 0
| 50mm Isolavtive valve | ea |  | 92.1 | 0
| 450 SQ PIT | ea |  | 30 | 0
| Dock Office Water Mat | ea |  | 1850 | 0
| 25mm RPZD | ea |  | 1800 | 0
|  | ea |  |  | 0
| misc. |  |  |  | 0
| 150mm isolation valve in valve pit (connect to authority watermain ) | ea |  | 3800 | 0
| 25mm DCW Isolation vlave in valve pit with path box cover | ea |  | 371.37 | 0
| 25mm water meter in tamper steel cage with isolative valves in both side | ea |  | 469.04 | 0
| TMV in Box | ea |  | 659.8 | 0
| 100 mm Water meter | ea |  | 587.96 | 0
| 90 valve in pit | ea |  | 900 | 0
| 32 valve in pit | ea |  | 641.58 | 0
| 50mm control valve | ea |  | 50 | 0
| TLV under basin | ea |  | 31.71 | 0
| AUTOMATIC TRAP PRIMER | ea |  | 146.09 | 0
|  | ea |  | 99.49 | 0
| water meter and sub meter did not take off on drawing and spready as could not find it , and not even in equipment schedule list | ea | 0 | 25000 | 0
| flag up :acoustic lagging, thermal lagging and condensate lagging not included , pls see the lsit below | ea | 0 | 3500 | 0
| THERMOTEC 4-ZERO (HOT WATER CIRCULATION PIPEWORK & DEADLEGS) | ea | 1 | 1500 | 1500
| THERMOTEC 4-ZERO ( EXTERNAL HOT WATER CIRCULATION PIPEWORK) | ea | 1 | 3000 | 3000
| SOUNDLAG 4525C ( ALL SANITARY AND STORMWATER DRAINAGE ABOVE HABITABLE/RETAIL AREAS) | ea | 0 | 1200 | 0
| ARMAFLEX (MECHANICAL TUNDISH TO FLOOR WASTE (INCLUSIVE) OR TRAPPED TUNDISH TO DOWNSTREAM BRANCH OF SANITARY PLUMBING) | ea | 1 | 2500 | 2500
SEWER DRAINAGE -
Description
HIDDEN:
| PIPE DWV PVC S/WELD 150MM - In Grnd | m |  | 14.49 | 0
| PIPE DWV SN8 PVC S/WELD 100MM | m |  | 9.5496 | 0
| 150MM * 45D PVC JUNCTION | ea |  | 9.66 | 0
| 100MM * 45D PVC JUNCTION | ea |  | 4.7886 | 0
| 150MM X 100MM 45D PVC JUNCTION | ea |  | 13.8 | 0
| 100*50 PVC DWV JUNCTION | ea |  | 6.5274 | 0
| 100MM * 65 PVC PVC JUNCTION | ea |  | 8.5974 | 0
| 150MM X 45 Deg Bend | ea |  | 6.9 | 0
| 150MM X 90 Deg Bend | ea |  | 6.9 | 0
| 100MM X 90Deg Bend | ea |  | 2.5668 | 0
| 100MM X 45Deg Bend | ea |  | 2.3308 | 0
| DWV PIPE REDUCER 150X100mm | ea |  | 5.52 | 0
| DWV PIPE REDUCER 100 X 50mm | ea |  | 2.6772 | 0
| PIPE DWV PVC S/WELD 100MM - In Grnd | m |  | 6.9 | 0
| PIPE DWV PVC S/WELD 65MM - In Grnd | m |  | 5.52 | 0
| 63 HDPE PN12.5 SDR11 - BLACK or CREAM - In Grnd | m |  | 8.7354 | 0
| PIPE DWV PVC S/WELD 50mm | m |  | 3.726 | 0
| PIPE DWV PVC S/WELD 40mm | m |  | 2.898 | 0
| 65MM * 45D PVC JUNCTION | ea |  | 3.5 | 0
| 50MM * 45D PVC JUNCTION | ea |  | 3 | 0
| DWV BEND 65X 90 DEG | ea |  | 2.3322 | 0
| DWV BEND 65X 90 DEG | ea |  | 2.33 | 0
| DWV BEND 40 X 85 DEG | ea |  | 4.14 | 0
| DWV BEND 50 X 45 DEG | ea |  | 0.9384 | 0
| DWV BEND 50 X85 DEG | ea |  | 11.7162 | 0
| 50mm Condensate INSULATION | m |  | 14 | 0
| 100mm Condensate INSULATION | m |  | 6 | 0
0
| 150mm - Gas Tight H/D Cast Iron Clearout (Peepeye) | ea |  | 40 | 0
| 150mm Clear Out Cover - L/D - Brass | ea |  | 30 | 0
| 100mm - Gas Tight H/D Cast Iron Clearout (Peepeye) | ea |  | 33 | 0
| 100mm Clear Out Cover - L/D - Brass | ea |  | 23.26 | 0
| 100 mm Inspection Opening | ea |  | 50 | 0
| 100mm Trapped point - 100mm Gully Trap | ea |  | 7.65 | 0
| FWG - 100mm Gully Trap | ea |  | 7.65 | 0
| FWG - 100mm 4-way Riser | ea |  | 13.59 | 0
| FWG - Grate - Tile Insert 100*100 Chrome Plated | ea |  | 0 | 0
| In-Wall TD & View Panel - SS | ea |  | 75 | 0
0
| 100mm PVC 10mm nut hanging clip | ea |  | 2 | 0
| 50mm PVC 10mm nut hanging clip | ea |  | 1.5 | 0
| 10mm Zinc Threaded Rod | m |  | 0 | 0
0
| Glue - Blue - 4Ltr | ea |  | 26.4 | 0
| Primer - Red - 4Ltr | ea |  | 23 | 0
| Detectable SEWER Marker Tape - 250m | ea |  | 75 | 0
| 100mm AbleFlex Roll | ea |  | 22 | 0
| Concrete Mix bag | ea |  | 10 | 0
0
| External Sewer Mains fitting | ea |  | 520 | 0
| Vents Complete | ea |  | 230 | 0
| Office Drainage mat | ea |  | 2800 | 0
| Dock Office Drainage Mat | ea |  | 950 | 0
| misc. | ea |  | 1250 | 0
| Overflow Gully | ea |  | 200 | 0
| Tundish with HT | ea |  | 60 | 0
| COS | ea |  | 120 | 0
| Tundish | ea |  | 61.33 | 0
| SIVEL EXPANSION JOINT | ea |  | 100 | 0
| FWG-130x130 STAINLESS STEEL GRATE WITH 80Ø VERTICAL OUTLET. SPS MODEL Q130/80SR | ea |  | 250 | 0
| FWG/BT - 200x200 PUSH IN BASKET TRAP WITH 316 STAINLESS STEEL GRATE CLASS 'C' SPS MODEL Q200 SR6-BT WITH FIXED SECONDARY STRAINER | ea |  | 250 | 0
| Fire Collars & Misc | ea |  | 300 | 0
| plaster /slip trap | ea |  | 1200 | 0
| Basket Arrestors for Floor Drains | ea |  | 350 | 0
| flag up 2 not on drawing but on schedule list ( neutralized tank ) tradelink quote | ea | 1 | 1088 | 1088
| mabl chips |  | 2 | 63.16 | 126.32
| frieght |  | 1 | 320 | 320
Trade Waste
Description
HIDDEN:
| 110 HDPE (TRADE WASTE DRAIN ) | m |  | 11.6 | 0
| 110 HDPE 90 Deg Bend ( TRADE WASTE ) | ea |  | 10 | 0
| 110 HDPE X 45 DEG (TRADE WASTE ) | ea |  | 5.16 | 0
| JUNCTION 110 HDPE X 45 DEG | ea |  | 8.35 | 0
| 100 HDPE (TRADE WASTE DRAIN ) | m |  | 10 | 0
| JUNCTION 100 HDPE X 45 DEG | ea |  | 4 | 0
| 110 HDPE X 100 HDPE REDUCER | ea |  | 15 | 0
| 100 HDPE 90 Deg Bend ( TRADE WASTE ) | ea |  | 8 | 0
| 100 HDPE X 45 DEG (TRADE WASTE ) | ea |  | 5.16 | 0
| 65 HDPE (TRADE WASTE DRAIN ) | m |  | 8 | 0
| 65 HDPE X 45 DEG (TRADE WASTE ) | ea |  | 4 | 0
| 65 HDPE X 90 DEG (TRADE WASTE ) | ea |  | 5 | 0
| 50 HDPE (TRADE WASTE DRAIN ) | ea |  | 7 | 0
| 50 HDPE X 90 DEG (TRADE WASTE ) | ea |  | 4 | 0
| BUCKEY TRAP /SILT TRAP | ea |  | 100 | 0
| IOS TRADE WASTE | ea |  | 80 | 0
STORMWATER DRAINAGE
Description
HIDDEN:
| PIPE 600MM - RIBBED | m |  | 165.6 | 0
| PIPE 450MM - RIBBED | m |  | 89.7 | 0
| PIPE 375MM - RIBBED BLACK MAX | m |  | 66.24 | 0
| PIPE 300MM - RIBBED BLACK MAX | m |  | 0 | 0
| PIPE DWV SN8 PVC S/WELD 375MM | m |  | 85.1046 | 0
| PIPE DWV SN8 PVC S/WELD 300MM | m |  | 84.18 | 0
| PIPE DWV SN4 PVC S/WELD 300MM | m |  | 68.77 | 0
| PIPE SW H/D PVC S/WELD 300MM | m |  | 55.2 | 0
| PIPE DWV SN8 PVC S/WELD 225MM | m |  | 55.2 | 0
| PIPE DWV SN4 PVC S/WELD 225MM | m |  | 42.78 | 0
| PIPE SW H/D PVC S/WELD 225MM | m |  | 32.66 | 0
| PIPE DWV SN8 PVC S/WELD 150MM | m |  | 19.55 | 0
| PIPE DWV SN4 PVC S/WELD 150MM | m |  | 16.1 | 0
| PIPE DWV SN8 PVC S/WELD 150MM - Suspended | m |  | 19.55 | 0
| PIPE DWV SN4 PVC S/WELD 150MM | m |  | 16.56 | 0
| PIPE DWV SN8 PVC S/WELD 100MM | m |  | 6.693 | 0
| PIPE DWV SN4 PVC S/WELD 100MM | m |  | 6.9 | 0
| PIPE DWV SN8 PVC S/WELD 50MM | m |  | 6.693 | 0
|  |  |  | 0 | 0
| DWV Grade Option |  |  | 0 | 0
|  | ea |  | 0 | 0
| 600*225 Ribbed Saddle | ea |  | 676.2 | 0
| 600*45Deg RIBBED Bend | ea |  | 897 | 0
| 600*450 Ribbed Reducer | ea |  | 1518 | 0
| 450*375 Ribbed*PVC Reducer | ea |  | 634.8 | 0
| 450 45 Deg ribbed Bend | ea |  | 800.4 | 0
| 450 * 225 Ribbed Saddle | ea |  | 441.6 | 0
| 375mm X 45Deg Junction | ea |  | 579.6 | 0
| 375X300X45D PVC JUNCTION | ea |  | 776.0982 | 0
| 375X225X45D PVC JUNCTION | ea |  | 777.4782 | 0
| 375MM X 300MM Reducer | ea |  | 524.4 | 0
| 375MM X 225MM Reducer | ea |  | 496.8 | 0
| 375MM X 90Deg Bend | ea |  | 745.2 | 0
| 375MM X 45Deg Bend | ea |  | 621 | 0
| 300MM * 45D PVC JUNCTION | ea |  | 496.8 | 0
| 300X225X45D PVC JUNCTION | ea |  | 441.6 | 0
| 300MM X 225MM Reducer | ea |  | 262.2 | 0
| 300MM X 90Deg Bend | ea |  | 345 | 0
| 300MM X 45Deg Bend | ea |  | 262.2 | 0
| 300MM X 150 Junction | ea |  | 455.4 | 0
| 225MM * 45D PVC JUNCTION | ea |  | 117.645 | 0
| 225X150X45D PVC JUNCTION | ea |  | 289.8 | 0
| 225MM X 90Deg Bend | ea |  | 85.56 | 0
| 225MM X 45Deg Bend | ea |  | 84.18 | 0
| 225MM X 150MM Reducer | ea |  | 62.1 | 0
| 150 PVC DWV 45Deg Junct | ea |  | 24.84 | 0
| 150MM X 90Deg Bend | ea |  | 22.08 | 0
| 150MM X 45Deg Bend | ea |  | 16.56 | 0
| 150X100X45D PVC JUNCTION | ea |  | 22.08 | 0
| PVC PIPE REDUCER 150X 100 mm | ea |  | 22.08 | 0
| 100MM * 45D PVC JUNCTION | ea |  | 6.486 | 0
| 100X50 X45D PVC JUNCTION | ea |  | 22.08 | 0
| PVC PIPE REDUCER 100X 50 mm | ea |  | 22.08 | 0
| 100MM X 90Deg Bend | ea |  | 16.56 | 0
| 100MM X 45Deg Bend | ea |  | 16.56 | 0
| 50 PVC X 45D PVC JUNCTION | ea |  | 19.32 | 0
| 50MM X 90Deg PVC Bend | ea |  | 0.897 | 0
| 50MM X 45Deg PVC Bend | ea |  | 0.897 | 0
|  |  |  | 0 | 0
|  |  |  | 0 | 0
| 150mm PVC 10mm nut hanging clip | ea |  | 2.622 | 0
| 10mm Zinc Threaded Rod | m |  | 2.76 | 0
| Glue - Blue - 4Ltr | ea |  | 36.432 | 0
| Primer - Red - 4Ltr | ea |  | 31.74 | 0
|  |  |  | 0 | 0
| SW_RRJ (RIBBED) Fittings |  |  | 0 | 0
|  |  |  | 0 | 0
| 375MM X 45Deg Bend | ea |  | 362.1396 | 0
| DN 375 X DN150 45 DEG BLACKMAX REDUCING JUNCTION (PVC FAB) | ea |  | 828 | 0
| DN375 x dn225 BlackMax® Reducing Adaptor FF RRJ x DWV SWJ (PVC Fab) | ea |  | 552 | 0
|  |  |  | 0 | 0
| DN 300 X DN150 45 DEG BLACKMAX REDUCING JUNCTION (PVC FAB) | ea |  | 690 | 0
| DN300 BLACK MAX 45 DEG BEND | ea |  | 414 | 0
| DN300 x dn225 BlackMax® Reducing Adaptor FF RRJ x DWV SWJ (PVC Fab) | ea |  | 414 | 0
| DN300 BLACK MAX 45 DEG BEND | ea |  | 414 | 0
| SW IOS | ea |  | 80 | 0
| SWGP 1 300 x300 x450 | ea |  | 127.54 | 0
| SWGP 2 600x600 x600 | ea |  | 375 | 0
| SWGP 4 450x450x600 | ea |  | 250 | 0
| BTGP FOX ENVIRONMENTAL PT600/100 | ea |  | 1500 | 0
| 150mm Cap | ea |  | 20.7 | 0
| 150mm expansion coupler | ea |  | 110.4 | 0
| 450X450 GRATED SW GULLY | ea |  | 180 | 0
FITOFF
| Fit-Off Material; Ground & First Floor - | ea |  | 180 | 0
| Fit-Off Material; Ground & First Floor - | ea |  | 0 | 0
SUB TOTALS
8534.32
|  |  |  | Contingency | 1.18
|  |  |  | Deliveries | 0
TOTALS
10070.4976
Excavation/Quarry/Misc/ Takeoff.
|  | Qty | Unit
| Avrg Trench = .900D*.450W | 0 | m
| L/M Of Asphalt Reinstate | 0 | m
| M2 Of Asphalt Reinstate | 0 | m2
| L/M Of CBR Reinstate | 0 | m
| L/M of Inground Pipe (Average Depth) | 0 | m
| L/M of Inground Pipe (Deeper Than Average Depth) |  | m
| Avergage of trtenches 'Shared'…. Shared trench Factor | 0.1 | m
| SEWER / SW / TW - InGrnd |  | m | #DIV/0!
| WAT / FIRE - InGrnd |  | m | #DIV/0!
| SPK - InGrnd |  | m | #DIV/0!
|  | D | W | L | Spoil/Compact Factor; | Shared Trench Factor | Total m3 - EXCAVATED | Total M3 - Bed, Pipe, Cover reduction | Total M3 - Backfill Req (Less Bed&Pipe) | Total M3 - Spoil - REMOVE | TCS Load - Haulage & dump rate only
| L/M of Inground Pipe (Average Depth) | 0.95 | 0.6 | 0 | 1.3 | 0.1 | 0
| L/M of Inground Pipe (Deeper Than Average Depth) | 1.1 | 0.5 | 0 | 1.3 | 0 | 0
| L/M of Bed, Pipe, Cover material reduction (Average Depth) | 0.35 | 0.6 | 0 | 0 | 0.1 |  | 0
| L/M of Bed, Pipe, Cover material reduction (Deeper Than Average Depth) | 0.2 | 0.5 | 0 | 0 | 0 |  | 0
| L/M of BACKFILL required (Average Depth) | 0.95 | 0.6 | 0 | 1.3 | 0.1 |  |  | 0
| L/M of BACKFILL required (Deeper Than Average Depth) | 1.1 | 0.5 | 0 | 1.3 | 0 |  |  | 0
[10 empty] | QTY | Rate | Total
[7 empty] | 0 | 0 | 0 | 0 | 15 | 0
| Thrust Block Concrete | m3/TB | Qty | Total m3 | Contingency | Total m3 | Total Cost
|  | 0.1 |  | 0 | 1.1 | 0 | 0
Quarry & Concrete Product
1.4
| Description | Unit/LM | Unit | Rate | Rate/LM |  |  | QTY | Shared Trench Factor | Total Req. | Total | Contingency | TOTAL | Drainage Use | Fire/WAT Use | SPK Use
| 5-7mm Stone | 0.203 | Ton | 62 | 12.586 |  |  | 0 | 0.1 | 0 | 0 | 0 | 0 | #DIV/0!
| 5-7mm Stone | 0.14 | m3 | 62 | 16.926
| 10-12mm Stone | 0.45 | Ton | 62 | 27.9 |  |  | 0 |  |  | 0 |  | 0
| 80-110mm Stone | 0 | Ton | 25 | 0 |  |  | 0 |  |  | 0 |  | 0
| Medium River / Bed Sand | 0.225 | Ton | 62 | 13.95 |  |  | 0 | 0.1 | 0 | 0 | 0 | 0 |  | #DIV/0! | #DIV/0!
| Medium River / Bed Sand | 0.14 | m3 | 62 | 13.02
| CBR15 Road Base | 0.36 | Ton | 27 | 9.72 |  |  | 0 |  |  | 0 |  | 0
| CBR45 | 0.36 | Ton | 30 | 10.8 |  |  | 0 |  |  | 0 |  | 0
| LEANMIX | 0.3 | m3 | 0 | 0 |  |  | 0 |  |  | 0 |  | 0
|  |  |  | TCS | Q2
| Description |  | Unit | Rate | Rate
| 5-7mm Stone |  | T | 62 | 31
| 10-12mm Stone |  | T | 62 | 39
| 80-110mm Stone |  | T | 25 | 29
| Medium River / Bed Sand |  | T | 62 | 26
| CBR15 Road Base |  | T | 48 | 27
| CBR45 |  | T | 50 | 30
| LEANMIX_20mm-12:1 |  | M3 | 168 | 0
| Concrete_25/20/80 |  | M3 | 153 | 0
Note on D194: [Threaded comment] Your version of Excel allows you to read this threaded comment; however, any edits to it will get removed if the file is opened in a newer version of Excel. Learn more: https://go.microsoft.com/fwlink/?linkid=870924 Comment: guess
Note on E217: [Threaded comment] Your version of Excel allows you to read this threaded comment; however, any edits to it will get removed if the file is opened in a newer version of Excel. Learn more: https://go.microsoft.com/fwlink/?linkid=870924 Comment: guess
Note on E218: [Threaded comment] Your version of Excel allows you to read this threaded comment; however, any edits to it will get removed if the file is opened in a newer version of Excel. Learn more: https://go.microsoft.com/fwlink/?linkid=870924 Comment: guess
Note on F705: [Threaded comment] Your version of Excel allows you to read this threaded comment; however, any edits to it will get removed if the file is opened in a newer version of Excel. Learn more: https://go.microsoft.com/fwlink/?linkid=870924 Comment: guess
Note on E896: [Threaded comment] Your version of Excel allows you to read this threaded comment; however, any edits to it will get removed if the file is opened in a newer version of Excel. Learn more: https://go.microsoft.com/fwlink/?linkid=870924 Comment: guess
Note on E900: [Threaded comment] Your version of Excel allows you to read this threaded comment; however, any edits to it will get removed if the file is opened in a newer version of Excel. Learn more: https://go.microsoft.com/fwlink/?linkid=870924 Comment: guess

## ROK092
Project:
Tricore -
Stage 1 Version 1
Item
1 | Complete -
Labour
| DAY | [7 empty] | april 2026 direct impact Increase % (not contigency)
| TRADESMAN_LEADING HAND | Day |  | 1231.1429 | 0
| TRADESMAN_PLUMBER_OPERATOR | Day |  | 941.1647 | 0 |  |  |  |  | PE Pipe & Fitting | 38% | 1.38
| T/A & Apprentice | Day |  | 768.0651 | 0 |  |  |  |  | PVC Pipe & Fittings | 38% | 1.38
| Crew #1 - InGround Drainage | Day | 47 | 2650.3945 | 124568.5432 |  |  |  |  | Subby Rates | 15% | 1.15
| Crew #2 - InGround Water/Fire | Day | 20 | 2650.3945 | 53007.8907 |  |  |  |  | Delivey Rate | 20% | 1.2
| Crew #3 - Above Ground Drainage | Day | 17 | 2650.3945 | 45056.7071
| Crew #4 - Above Ground WATER/FIRE | Day | 49 | 2650.3945 | 129869.3323
| Crew #5 - Above Ground FitOff / Misc | Day | 15 | 2650.3945 | 39755.918
| Crew #6 - DEMO | Day |  | 1709.2298 | 0
HOUR
| TRADESMAN_LEADING HAND | HR | 0 | 123.1143 | 0
| TRADESMAN_PLUMBER_OPERATOR | HR | 0 | 94.1165 | 0
| T/A & Apprentice | HR | 0 | 76.8065 | 0
| Crew #1 - InGround Drainage | HR | 0 | 265.0395 | 0
| Crew #2 - InGround Water/Fire | HR | 0 | 265.0395 | 0
Demolition & Reinstatement
DEMO
| Asphalt Cutting | m |  | 15.525 | 0
| Concrete Cutting | m |  | 18.4 | 0
| Con Cut Establishemnt Fee | ea |  | 92 | 0
REINSTATE - CONCRETE
| Road/Drveway Reinstate; 1mW x 150 Thck, N25/20/80, Incl Reinforcement | m |  | 145 | 0
| Kerb & Channel - 1m Wide | ea |  | 155 | 0
| Footpath - 1.5mW, N25/20/80, Incl Reinforcement | lm |  | 180 | 0
| Footpath - 1.5mW, EXPOSED AGG, N25/20/80, Incl Reinforcement | lm |  | 185 | 0
REINSTATE - ASPHALT
| 50mm Thck - Trench Reinstatement Through Road/Driveway | m2 |  | 97 | 0
| 50mm Thck - 1.5-2m Wide Footpath reinstatements | m2 |  | 97 | 0
| Establishment Fee (1 per stage) | Ea |  | 5500 | 0
Equipment & Hire - INCL WET PLANT HIRE
HIDDEN | PLANT HIRE - WET
| 1.8T Excavator | Hr |  | 100 | 0
| 3-5 ton Excavator | Hr |  | 115 | 0
| 3-5T Combo | Hr |  | 154 | 0
| Hammer attachment 3.5-4T | Hr |  | 21 | 0
| Ripper 3.5-4T | Hr |  | 10 | 0
| 5t Excavator | Hr |  | 150 | 0
| Hammer attachment 5T | Hr |  | 50 | 0
| Skid steer | Hr |  | 140 | 0
| 8T Excavator | Hr |  | 128 | 0
| Hammer attachment 8T | Hr |  | 26 | 0
| Ripper 8T | Hr |  | 10 | 0
| 13-15T Excavator | Hr |  | 153 | 0
| Hammer attachment 14T | Hr |  | 36 | 0
| Ripper 14T | Hr |  | 10 | 0
| 3000L Hydro Excavation Truck | Hr |  | 190 | 0
| 4500L Hydro Excavation Truck | Hr |  | 220 | 0
| 6300L Hydro Excavation Truck | Hr |  | 250 | 0
| Water Truck allow for water at cost | Hr |  | 110 | 0
| 12t Body Truck Tipper | Hr |  | 110 | 0
HIRE - DRY
| Skid Steer Loader_Tracked (CAT249+) | Day | 35 | 225.4333 | 7890.1667
| Skid Steer Loader_Wheeled (CAT226+) | Day |  | 163.9667 | 0
| Mini Loader, Stand-on Type | Day |  | 180 | 0
|  |  |  | 0 | 0
| 1.5-1.8 Ton_Excavator | Day | 35 | 137.1429 | 4800
| 1.7-2Ton_Excavator | Day |  | 0 | 0
| 3-5Ton_Excavator | Day |  | 238.6667 | 0
| 8Ton_Excavator | Day | 35 | 261.1667 | 9140.8333
| 10-12Ton_Excavator | Day |  | 0 | 0
| 13-16Ton_Excavator | Day |  | 317.2 | 0
| 20-24Ton_Excavator | Day |  | 314.2857 | 0
|  |  |  | 0 | 0
| Ripper_1.7-2T | Day |  | 0 | 0
| Ripper_1.5-4T | Day |  | 32.74 | 0
| Ripper_3-5T | Day |  | 0 | 0
| Ripper_8T | Day |  | 40.38 | 0
| Breaker_1.7-2T | Day |  | 123.33 | 0
| Breaker_3-5T | Day |  | 165.89 | 0
| Breaker_8T | Day |  | 165.89 | 0
| Breaker_10-12T | Day |  | 0 | 0
| Breaker_13-15T | Day |  | 203 | 0
| Auger Drive_10-12T |  |  | 0 | 0
| 300Dia Auger Drill |  |  | 0 | 0
|  |  |  | 0 | 0
| 1.25T_Tipper Truck | Day | 35 | 205 | 7175
| 2-4T_Tipper Truck | Day |  | 166.98 | 0
| <6T_Tipper Truck | Day |  | 171.4286 | 0
|  |  |  | 0 | 0
| <10T_Articulated Site Tipper | Day |  | 0 | 0
| Upright Rammer_Wacker | Day | 0 | 34.2857 | 0
| Trench Roller_Dbl Drum_Remote | Day | 35 | 165 | 5775
| <26Ft_Scissor Lift - Diesel | Day | 18 | 300 | 5400
| <26Ft_Scissor Lift - Elec | Day |  | 0 | 0
| <34Ft_Boom Lift - Diesel | Day |  | 0 | 0
| <34Ft_Boom Lift - Elec | Day |  | 0 | 0
|  |  |  | 0 | 0
| Porta Loo_No Tank | Day |  | 5.46 | 0
| 6*3m Demantable Lunchroom - COMPLETE | Day |  | 23 | 0
| 6*3m Demantable Office - COMPLETE | Day |  | 23 | 0
| 20Ft Shipping Container | Day |  | 0 | 0
| Quick Cut Demo Saw | Day |  | 0 | 0
| Sngl Ph_6KVA Genset | Day |  | 0 | 0
| Diesel Air Compressor_Trailer | Day |  | 0 | 0
| Air Breaker - Heavy | Day |  | 0 | 0
| Air Hose <10m | Day |  | 0 | 0
| Elec Breaker/Jachammer | Day |  | 0 | 0
| Flexdrive Motor Unit | Day |  | 0 | 0
| Flexdrive_Pump Shaft | Day |  | 0 | 0
| Temporary Power Board | Day |  | 0 | 0
|  |  |  | 0 | 0
| Dual CabUte | Day |  | 0 | 0
| 3m3 Skip Bbin | per serive |  | 230 | 0
| plus disposal | Tonne |  | 309 | 0
| site fee | Week |  | 35 | 0
| ~4m3_Skip Bin | per change over |  | 229.9 | 0
| ~6m3_Skip Bin | per change over |  | 239.8 | 0
| Plus disposal | Tonne |  | 309 | 0
| Site fee | Week |  | 35 | 0
| Vacuum Excavator - Vermeer VT250D | Day |  | 295.77 | 0
| Vac Trailer – Dry Hire | Day |  | 355 | 0
|  |  |  | 0 | 0
| TRANSPORT_Ex BRIS - Return | Day |  | 0 | 0
| TRANSPORT_Ex ROK - Return | Hour | 18 | 180 | 3240
| 0-4T Per Hour Delivery Rate | Hour |  | 125 | 0
| 5 - 9t Transport Hourly Rate | Hour |  | 160 | 0
| 10 - 19t Low Loader Hourly rate - Minimum 2 Hour Charge | Hour |  | 200 | 0
| FUEL - Average_Candle | Week | 5 | 1850 | 9250
Subbies & Misc
| Surveyor | ea |  | 180 | 0
| Services Locator | ea |  | 130 | 0
| Compaction Testing - TEST | ea | 40 | 115 | 4600
| Compaction Testing - Site Establishment | ea | 10 | 90 | 900
|  | ea |  |  | 0
|  | ea |  |  | 0
| FIRE TESTING / CERT | ea |  |  | 0
| FULL Hydro Test - Per Test (6.5Hr 1 x fitter, 1 x apprentice, 1 day Test gear) | ea | 1 | 1945 | 1945
| Provision of Form 72 | ea | 1 | 350 | 350
Material - Quarry, Misc
*HIDDEN - Calc in below
| Bedding / Fill Sand | m3 |  | 39.75 | 0
| CBR 45/2.5 Roadbase | m3 |  | 41.9 | 0
| Turf Underlay/Topsoil | m3 |  | 45.25 | 0
| Standard Garden Woodchip | m3 |  | 87 | 0
| Turf - Standard Couch or Similar | Slab (.5m2) |  | 6.48 | 0
| Cement Stabalized Sand (3-5%) | m3 |  | 169 | 0
| Exposed Agg Concrete - Standard/Cheapest Exposed Agg Stone | m3 |  | 252 | 0
| N25 20mm 80 Slump Concrete | m3 |  | 263 | 0
| Valve Margin strips; Concrete slab, 1 directions sign, 3 x valve No sign. | ea |  | 380 | 0
FIRE SERVICES - INGROUND
| 200 HDPE PN16 SDR11 - REDLINE | m | 139 | 46.8107 | 6506.6942
| 180 HDPE PN16 SDR11 - REDLINE | m | 57 | 35.144 | 2003.208
| 125 HDPE PN16 SDR11 - REDLINE | m | 6 | 16.9935 | 101.9613
| 75 HDPE PN16 SDR11 - REDLINE | m | 6 | 12.31 | 73.86
| 32 HDPE PN16 SDR11 - BLUELINE | m | 6 | 1.6779 | 10.0677
0
| 200 EF Coupler | ea |  | 60.8028 | 0
| 180 EF Coupler | ea |  | 35.4936 | 0
| 125 EF Coupler | ea | 5 | 19.4718 | 97.359
| 200 EF 45DFeg Bend | ea |  | 150.6408 | 0
| 180 EF 45DFeg Bend | ea |  | 135.1986 | 0
| 125 EF 45DFeg Bend | ea | 2 | 61.6722 | 123.3444
| 200 EF 90DFeg Bend | ea | 5 | 150.6408 | 753.204
| 180 EF 90DFeg Bend | ea | 3 | 134.9778 | 404.9334
| 125 EF 90DFeg Bend | ea | 4 | 61.617 | 246.468
| 200 EF TEE | ea | 1 | 151.455 | 151.455
| 180 EF TEE | ea | 2 | 157.7064 | 315.4128
| 125 EF TEE | ea |  | 67.965 | 0
| 200*180 EF TEE | ea | 4 | 289.0686 | 1156.2744
| 200*125 EF TEE | ea |  | 301.4196 | 0
| 180*125 EF TEE | ea |  | 168.5394 | 0
| 200*180 EF Reducer | ea |  | 173.3556 | 0
| 180*125 EF Reducer | ea | 5 | 82.938 | 414.69
| 180*32 EF Reducer | ea | 1 | 65 | 65
| 200PE*8"(200m) - MaxiStub W/Backing Ring | ea |  | 472.443 | 0
| 180PE*6"(150mm) - MaxiStub W/Backing Ring | ea |  | 179.0826 | 0
| 125PE*4" (100mm) - MaxiStub W/Backing Ring | ea |  | 127.8846 | 0
| 180mm PE x 150mm GALV ADAPTER - PLASSON Brand | ea |  | 432.2022 | 0
| 125mm PE x 100mm GALV ADAPTER - PLASSON Brand | ea | 5 | 281.6718 | 1408.359
|  | 0 |  | 0 | 0
| 180mm PE x 150mm GALV ADAPTER | ea |  | 435.6798 | 0
| 125mm PE x 100mm GALV ADAPTER | ea |  | 277.9734 | 0
| 200 Long SPIG 45DFeg Bend | ea |  | 94.5852 | 0
| 180 Long SPIG 45DFeg Bend | ea |  | 88.9548 | 0
| 125 Long SPIG 45DFeg Bend | ea |  | 53.4888 | 0
| 200 Long SPIG 90DFeg Bend | ea |  | 118.9146 | 0
| 180 Long SPIG 90DFeg Bend | ea |  | 93.9918 | 0
| 125 Long SPIG 90DFeg Bend | ea |  | 43.677 | 0
| 200 Long SPIG TEE | ea |  | 176.1432 | 0
| 180 Long SPIG TEE | ea |  | 157.6236 | 0
| 125 Long SPIG TEE | ea |  | 52.7988 | 0
| 200*180 Long SPIG TEE | ea |  | 253.2024 | 0
| 200*125 Long SPIG TEE | ea |  | 265.5534 | 0
| 180*125 Long SPIG TEE | ea |  | 256.2798 | 0
| 200*180 Long SPIG Reducer | ea |  | 77.0592 | 0
| 180*125 Long SPIG Reducer | ea |  | 54.9654 | 0
| 75PE 50 CU TRANSITION | ea | 1 | 45 | 45
| 32 PE 25 CU TRANSITION | ea | 1 | 35 | 35
|  | 0 |  | 0 | 0
| 200 FL DICL Sluice Valve | ea |  | 679.41 | 0
| 150 FL DICL Sluice Valve | ea |  | 323.53 | 0
| 100 FL DICL Sluice Valve | ea |  | 202.94 | 0
| Valve Spindle Riser - 600Long | ea |  | 136.94 | 0
| Valve Box - Cast Iron Trafficable - Rectangle Type "V" | ea |  | 123.53 | 0
| Valve Box - Non-Trafficable - Plastic Surround with CI Drop In "V" | ea |  | 98.82 | 0
|  | 0 |  | 0 | 0
| 200*150mm DICL FL Reducer | ea |  | 291.18 | 0
| 200*100mm DICL FL Reducer | ea |  | 330 | 0
| 150*100mm DICL FL Reducer | ea |  | 156 | 0
| 150mm DICL FL * SP Adapter | ea |  | 106.24 | 0
| 100mm DICL FL * SP Adapter | ea |  | 70.59 | 0
| 200mm DICL FL 90Deg Bend | ea |  | 516.35 | 0
| 150mm DICL FL 90Deg Bend | ea |  | 198.88 | 0
| 100mm DICL FL 90Deg Bend | ea |  | 108.71 | 0
| 200mm DICL FL TEE | ea |  | 672.65 | 0
| 150mm DICL FL TEE | ea |  | 228.24 | 0
| 100mm DICL FL TEE | ea |  | 128.24 | 0
| 200*150*200 DICL FL TEE | ea |  | 536.76 | 0
| 200*100*200 DICL FL TEE | ea |  | 576.47 | 0
| 150-100-150 DICL FL TEE | ea |  | 198.82 | 0
| 200mm DICL FL Pipe @ 1000 | ea |  | 898.82 | 0
| 200mm DICL FL Pipe @ 600 | ea |  | 640 | 0
| 200mm DICL FL Pipe @ 300 | ea |  | 355.29 | 0
| 150mm DICL FL Pipe @ 1000 | ea |  | 534.41 | 0
| 150mm DICL FL Pipe @ 600 | ea |  | 280 | 0
| 150mm DICL FL Pipe @ 450 | ea |  | 236.47 | 0
| 150mm DICL FL Pipe @ 300 | ea |  | 178.8 | 0
| 100mm DICL FL Pipe @ 1000 | ea |  | 362.35 | 0
| 100mm DICL FL Pipe @ 600 | ea |  | 144.71 | 0
| 100mm DICL FL Pipe @ 450 | ea |  | 135.88 | 0
| 100mm DICL FL Pipe @ 300 | ea |  | 76.47 | 0
| 150mm DICL FL Deadplate | ea |  | 67.65 | 0
| 100mm DICL FL Deadplate | ea |  | 43.53 | 0
|  | 0 |  | 0 | 0
| 200mm PE*DI Gasket Kit Complete | ea |  | 67.06 | 0
| 200mm DI*DI Gasket Kit Complete | ea |  | 46.71 | 0
| 150mm PE*DI Gasket Kit Complete | ea |  | 60 | 0
| 150mm DI*DI Gasket Kit Complete | ea |  | 42.35 | 0
| 100mm PE*DI Gasket Kit Complete | ea |  | 24.71 | 0
| 100mm DI*DI Gasket Kit Complete | ea |  | 20 | 0
|  | 0 |  | 0 | 0
| 150mm SS Gibault Adapter Coupling | ea |  | 108.71 | 0
| 100mm SS Gibault Adapter Coupling | ea |  | 87.06 | 0
| 180mm PE GRIPPER Adapter Coupling | ea |  | 305.88 | 0
| 125mm PE GRIPPER Adapter Coupling | ea |  | 182.35 | 0
| 180mm PE GRIPPER * 150FL Adapter Coupling | ea |  | 229.41 | 0
| 125mm PE GRIPPER * 100FL Adapter Coupling | ea |  | 152.94 | 0
| 180mm PE GRIPPER Sluice Valve | ea |  | 690 | 0
| 125mm PE GRIPPER Sluice Valve | ea |  | 408.47 | 0
|  | 0 |  | 0 | 0
| Detectable Tape - Fire x 250m | ea |  | 90 | 0
| Alcohol Weld Wipes | ea |  | 13.5 | 0
| Denzo Tape 100mm roll | ea |  | 27.14 | 0
| Black over-wrap tape - roll | ea |  | 27.14 | 0
0
| FIRE SERVICES - ABOVE GROUND |  |  |  | 0
| Description | Unit
| 150mm MED DUTY Galv Pipe | m |  | 43.8462 | 0
| 100mm MED DUTY Galv Pipe w/RG Ends | m |  | 28.4615 | 0
| 100mm Class B Copper Pipe | m |  | 106.2417 | 0
| 25mm Class B Copper Pipe | m |  | 59.82 | 0
|  | 0 |  | 0 | 0
| 150mm Galv RG Coupling | ea |  | 12.83 | 0
| 100mm Galv RG Coupling | ea |  | 7.55 | 0
| 150mm Galv RG TEE | ea |  | 35.5 | 0
| 100mm Galv RG TEE | ea |  | 16.93 | 0
| 150mm Galv RG BEND 90Deg | ea |  | 22.85 | 0
| 100mm Galv RG BEND 90Deg | ea |  | 10.62 | 0
| 150mm Galv RG BEND 45Deg | ea |  | 23.5 | 0
| 100mm Galv RG BEND 45Deg | ea |  | 11.4 | 0
| 150mm Galv RG x 100mm FLANGE Adapt | ea |  | 30.75 | 0
| 100mm Galv RG x 100mm FLANGE Adapt | ea |  | 23.21 | 0
| 150mm RG Butterfly Valve Geared Wheel | ea |  | 217.8 | 0
| 100mm RG Butterfly Valve Geared Wheel | ea |  | 169.4 | 0
|  | 0 |  | 0 | 0
| 150mm H-Pattern Booster Assembly Complete | ea |  | 2350 | 0
| Booster Cabinet - Compl with doors and stickers | ea |  | 1155 | 0
|  | 0 |  | 0 | 0
| 100mm Dual Pillar Hydrant Complete_ Flanged Base 1500 High w/landing Valves | ea | 4 | 365 | 1460
| 100mm Dual Pillar Hydrant Complete_ RG Base 1500 High w/landing Valves_OPTION | ea |  | 365 | 0
| 65mm RG Landing Valve | ea |  | 90 | 0
| Red caps and chain - suit 65mm QLD Landing valve | ea |  | 5 | 0
| 36m Fire Hose Reel w/25mm isolation valve | ea | 11 | 125 | 1375
| 25mm Isolation Ball Valve (for fire hose reel) valve only, with hose nozzle latch | ea |  | 39 | 0
|  | 0 |  | 0 | 0
| 150mm FL Testable Double Check Valve - Compl. w/Valves | ea |  | 3100.7 | 0
| 150mm FL RPZD Valve - Compl. w/Valves | ea |  | 4237.09 | 0
|  | 0 |  | 0 | 0
| 100mm FL Levered Butterfly Vlave | ea |  | 114.44 | 0
| 100mm Copper Crimp - TEE | ea |  | 219.36 | 0
| 100mm Copper Crimp - 90Deg Bend | ea |  | 135.09 | 0
| 100mm Copper Crimp - 45Deg Bend | ea |  | 125.77 | 0
| 100mm Copper Crimp - Straight Socket | ea |  | 83.25 | 0
| 100mm Copper Crimp - 100mm FL Adapter | ea |  | 52.25 | 0
| 80mm Copper Crimp - TEE | ea |  | 175.66 | 0
| 100mm*80mm Copper Crimp - REDUCER | ea |  | 164.08 | 0
|  | 0 |  | 0 | 0
| 50mm Cu Tube Type B | m | 137 | 46.4167 | 6359.0833
| Elbow 90 Deg 50mm Water Kembla Kempress | ea | 12 | 45.02 | 540.24
| Equal Tee 50mm Water Kembla Kempress | ea | 9 | 56.35 | 507.15
| Reducer 50mm 25mm Water CU | ea | 10 | 34.92 | 349.2
| 32mm Fi Lockable Ball Valve | ea |  | 77.95 | 0
| 32mm Cu Crimp * 32mi Adapt | ea |  | 17.16 | 0
| 32mm Cu Crimp Coupling Straight | ea |  | 7.23 | 0
| 32mm Cu Crimp 90Deg Bend | ea |  | 14.31 | 0
| 32mm Cu Crimp 45Deg Bend | ea |  | 16.24 | 0
| 25mm Cu Tube Type B | ea | 155 | 21.4167 | 3319.5833
| 32mm*25mm Cu Crimp Reducer | ea |  | 14.36 | 0
| 25mm Fi Lockable Ball Valve | ea |  | 46.94 | 0
| 25mm Cu Crimp * 25mi Adapt | ea |  | 8.46 | 0
| 25mm Cu Crimp Coupling Straight | ea |  | 5.74 | 0
| 25mm Cu Crimp 90Deg Bend | ea | 31 | 7.7 | 238.7
| 25mm Cu Crimp 45Deg Bend | ea |  | 10.19 | 0
|  | 0 |  | 0 | 0
| 150mm Galv 2 Piece Weld-nut Bracket M12 | ea |  | 5.86 | 0
| 100mm Galv 2 Piece Weld-nut Bracket M12 | ea |  | 4.41 | 0
| 150 Galv 2 Piece Channel Clip | ea |  | 5.36 | 0
| 100 Galv 2 Piece Channel Clip | ea |  | 4.4 | 0
| 12mm Galv Threaded Rod | ea |  | 10.64 | 0
| Galv Braced Counter Lever Bracket - 450Long | ea |  | 20 | 0
| 003 Padlock | ea |  | 19.5 | 0
| 100mm DI*DI Gasket Kit Complete | ea |  | 20 | 0
FIRE SERVICES - Misc.
Description
| Decommisioning Material | ea |  | 1388 | 0
| Electrofusion PE Welder 25-250mmPE. Please detail Spec | ea |  | 0 | 0
| PE Butt Welder. Automatic. 125-250mmPE. Please detail Spec - HIRE | WEEK |  | 450 | 0
| Hand Roll Groover. 65-150mm. | ea |  | 0 | 0
| Delivery - To Rockhampton PIPE LENGTHS as quoted | ea |  | 2178.48 | 0
| Delivery - To Rockhampton Standard/Palletised items | ea |  | 2178.48 | 0
POTABLE WATER_MAINS & R'Ins
Description
| 125 HDPE PN16 SDR11 - BLUELINE | m |  | 34.5 | 0
| 90 HDPE PN16 SDR11 - BLUELINE | m | 6 | 20 | 120
| 75 HDPE PE100 PN 16 -Blueline | m |  | 12.31 | 0
| 63 HDPE PE100 PN 16 -Blueline | m |  | 9.66 | 0
| 63 HDPE PN12.5 SDR11 - BLUELINE | m |  | 4.63 | 0
| 50 HDPE PE100 PN 16 - BLUELINE | m |  | 5.4 | 0
| 40 HDPE PE100 PN16 Blue Line | m |  | 4.4 | 0
| 40 HDPE PN12.5 SDR11 - BLUELINE | m |  | 2.3621 | 0
| 32 HDPE PE100 PN 16 -Blueline | m |  | 2.1 | 0
| 25 HDPE PE100 PN16 - BLUELINE | m |  | 1.22 | 0
| 25 HDPE PN12.5 SDR11 - BLUELINE | m |  | 2.43 | 0
| EF COUPLER 125MM (EA) | m |  | 22 | 0
| TEE EQUAL PE100 E/F 125MM | ea |  | 57.75 | 0
| TEE PE100 E/F 125*63MM | ea |  | 139 | 0
| EF REDUCER 125 X 90MM | ea |  | 104.15 | 0
| EF REDUCER 125 X 63MM | ea |  | 26.1 | 0
| EF REDUCER 75 X 63MM | ea |  | 37.5 | 0
| EF REDUCER 63 X 50MM | ea |  | 35.93 | 0
| EF REDUCER 50 X 40MM | ea |  | 35 | 0
| EF REDUCER 40 X 32MM | ea |  | 35 | 0
| EF REDUCER 40 X 25MM | ea |  | 35 | 0
| EF REDUCER 32 X 25MM | ea |  | 20 | 0
| ELBOW PE100 E/F 125MM X 45D | ea |  | 50 | 0
| ELBOW PE100 E/F 125MM X 90D | ea |  | 54 | 0
| HDPE 75mm X 90 D ELBOW | ea |  | 15.55 | 0
| HDPE 63MM X 90 D ELBOW | ea |  | 15 | 0
| HDPE 50MM X 90 D ELBOW | ea |  | 10.87 | 0
| HDPE 40MM X 90 D ELBOW | ea |  | 55 | 0
| Reducing Tee 125mm x 90mm | ea |  | 55 | 0
| Reducing Tee 125mm x 32mm | ea |  | 35 | 0
| Reducing Tee 75mm x 63mm | ea |  | 35 | 0
| Reducing Tee 75mm x 50mm | ea |  | 35 | 0
| Reducing Tee 75mm x 32mm | ea |  | 35 | 0
| Reducing Tee 63mm x 32mm | ea |  | 35 | 0
| Reducing Tee 50mm x 40mm | ea |  | 35 | 0
| Reducing Tee 40mm x 25mm | ea |  | 35 | 0
| Reducing Tee 32mm x 25mm | ea |  | 26 | 0
| EF Reducer 50mm x 25mm | ea |  | 35 | 0
| 50mm Tee | ea |  | 10.87 | 0
| 40mm Tee | ea |  | 35 | 0
| 32mm Tee | ea |  | 20 | 0
| HDPE 32mm X 90 D ELBOW | ea |  | 20 | 0
| HDPE 25mm X 90 D ELBOW | ea |  |  | 0
| HDPE 25mm X 45 D ELBOW | ea |  |  | 0
| 25mm Tee | ea |  |  | 0
| PE MAXI STUB FLANGE W/SS BK RING 125X 4" (EA) | ea |  | 35 | 0
| SLUICE VALVE PN16 T/D ACC FLNGD 100MM | ea |  | 102.5 | 0
| Valve Box - Cast Iron - Rectangle - Large - HD | ea |  | 235 | 0
| SADDLE TAPPING EF 125PE X 25PE | ea |  | 100 | 0
| SADDLE TAPPING EF 125PE X 32PE | ea |  | 47.41 | 0
| SADDLE TAPPING EF 125PE X 63PE | ea |  | 41.69 | 0
| 90mm PE X 80mm Copper Transition | ea | 1 | 200 | 200
| Detectable WATER Marker Tape - 250m | ea |  | 85.55 | 0
| WIPES WELDING PLASSON XL (120 PK) | ea |  | 70 | 0
| Paint Pen - WHITE | ea |  | 19 | 0
|  |  |  | 16 | 0
| 100 Cu Above Grnd | m |  |  | 0
| 80 CU Above Grnd | m | 41 | 89.2667 | 3659.9333
| 65 CU Above Grnd | m | 85 | 55.8667 | 4748.6667
| 50 Cu Above Grnd | m | 124 | 46.4167 | 5755.6667
| 32 Cu Above Grnd | m | 53 | 32 | 1696
| 32mm x25mm reducing tee | ea |  | 19.98 | 0
| 25 Cu Above Grnd | m | 221 | 21.5 | 4751.5
| B-PRESS WATER EQUAL TEE 32MM (EA) | ea | 2 | 23.51 | 47.02
| B-PRESS WATER EQUAL TEE 25MM (EA) | ea | 16 | 7.17 | 114.72
| 20 Cu Above Grnd | m | 305 | 13.6667 | 4168.3333
| B-PRESS WATER EQUAL TEE 20MM (EA) | ea | 35 | 9.785 | 342.475
| 50mm Cu 10mm Nut Clip | ea |  | 1.4 | 0
| 32mm Cu 10mm Nut Clip | ea |  | 1.38 | 0
| 25mm Cu 10mm Nut Clip | ea |  | 1.32 | 0
| 20mm Cu 10mm Nut Clip | ea |  | 1.24 | 0
| 10mm Zinc Threaded Rod | m |  | 5.1 | 0
0
| Kembla copper WATER ELBOW 90DEG X 80MM (EA) | ea | 9 | 118.5 | 1066.5
| Kembla copper WATER ELBOW 90DEG X 65MM (EA) | ea | 4 | 79.8 | 319.2
| Kembla copper WATER ELBOW 90DEG X 50MM (EA) | ea | 22 | 45.02 | 990.44
| Kembla copper WATER ELBOW 90DEG X 32MM (EA) | ea | 7 | 17.37 | 121.59
| Kembla copper WATER ELBOW 90DEG X 25MM | ea | 65 | 7.7 | 500.5
| Kembla copper WATER ELBOW 90DEG X 20MM | ea | 88 | 4.58 | 403.04
0
0
0
HIDDEN |  |  |  |  | 0
| 63mm E/F PE 90 Deg Elb |  |  |  | 0
| 63mm E/F PE 45 Deg Elb | ea |  | 13.5 | 0
| 63mm E/F PE TEE | ea |  | 13.5 | 0
| 63x40x63 E/F PE TEE | ea |  | 9.5 | 0
| 63x32x63 E/F PE TEE | ea |  | 18.5 | 0
| 63x25x63 E/F PE TEE | ea |  | 18.5 | 0
| 63mm E/F PE Coupling | ea |  | 6 | 0
| 63x40 E/F PE Reducer Coupling | ea |  | 5.5 | 0
| 63x32 E/F PE Reducer Coupling | ea |  | 17.5 | 0
| 63x25 E/F PE Reducer Coupling | ea |  | 16.5 | 0
| 63PEx50Fi E/F PE Adapter | ea |  | 2.5 | 0
| 63PEx50Mi E/F PE Adapter | ea |  | 43.5 | 0
| 63PEx50Fi E/F PE Tramsiton Union | ea |  | 43.5 | 0
| 63PEx50Mi E/F PE Transition Union | ea |  | 45.5 | 0
| 40mm E/F PE 90 Deg Elb | ea |  | 76 | 0
| 40mm E/F PE 45 Deg Elb | ea |  | 11.5 | 0
| 40mm E/F PE TEE | ea |  | 11.5 | 0
| 40x32x40 E/F PE TEE | ea |  | 12 | 0
| 40x25x40 E/F PE TEE | ea |  | 18.5 | 0
| 40mm E/F PE Coupling | ea |  | 19.5 | 0
| 40x32 E/F PE Reducer Coupling | ea |  | 4.5 | 0
| 40x25 E/F PE Reducer Coupling | ea |  | 10.5 | 0
| 40PEx32Fi E/F PE Adapter | ea |  | 14.5 | 0
| 40PEx32Mi E/F PE Adapter | ea |  | 28.5 | 0
| 40PEx32Fi E/F PE Tramsiton Union | ea |  | 29.5 | 0
| 40PEx32Mi E/F PE Transition Union | ea |  | 36 | 0
| 32mm E/F PE 90 Deg Elb | ea |  | 54 | 0
| 32mm E/F PE 45 Deg Elb | ea |  | 10.5 | 0
| 32mm E/F PE TEE | ea |  | 10 | 0
| 32x25x32 E/F PE TEE | ea |  | 5.5 | 0
| 32mm E/F PE Coupling | ea |  | 18 | 0
| 32x25 E/F PE Reducer Coupling | ea |  | 4.5 | 0
| 32PEx25Fi E/F PE Adapter | ea |  | 6.5 | 0
| 32PEx25Mi E/F PE Adapter | ea |  | 25.5 | 0
| 32mm E/F PE End Cap | ea |  | 22.5 | 0
| 32mm E/F PE End Plug | ea |  | 8.5 | 0
| 25mm E/F PE 90 Deg Elb | ea |  | 6.5 | 0
| 25mm E/F PE 45 Deg Elb | ea |  | 10.5 | 0
| 25mm E/F PE TEE | ea |  | 0 | 0
| 25mm E/F PE Coupling | ea |  | 4.5 | 0
| 25PEx25Fi E/F PE Adapter | ea |  | 4 | 0
| 25PEx25Mi E/F PE Adapter | ea |  | 17 | 0
| 25PEx20Fi E/F PE Adapter | ea |  | 17.5 | 0
| 25PEx20Mi E/F PE Adapter | ea |  | 4.5 | 0
| 25mm E/F PE End Cap | ea |  | 2 | 0
| 25mm E/F PE End Plug | ea |  | 8.5 | 0
HIDDEN |  | ea |  | 4 | 0
| 100mm CU Crimp 90 DEG FxF Elbow |  |  |  | 0
| 100mm CU Crimp 45 DEG FxF Elbow | ea |  | 137 | 0
| 100mm CU Crimp Tee | ea |  | 139.5 | 0
| 100x50x100 CU Crimp Tee | ea |  | 183 | 0
| 100x50 CU Crimp Reducer | ea |  | 184.5 | 0
| 100mm CU Crimp Repair Coupling | ea |  | 56 | 0
| 100mm CU Crimp Coupling | ea |  | 103 | 0
| 100Cu x 100Flange CU Crimp Coupling | ea |  | 95 | 0
| 80mm x 65mm Cu Reducer | ea | 1 | 100 | 100
| 65mm Cu Crimp Tee | ea | 6 | 130.1 | 780.6
| 65mmX 50 Cu WAT Crimp Reducer | ea | 1 | 60 | 60
| 65mmX 32 Cu WAT Crimp Reducer | ea | 3 | 55 | 165
| 65 mmX 20 Cu WAT Crimp Reducer | ea | 3 | 50 | 150
| 50mm CU Crimp 90 DEG FxF Elbow | ea |  | 99.5 | 0
| 50mm CU Crimp 45 DEG FxF Elbow | ea |  | 33.5 | 0
| 50mm CU Crimp Tee | ea | 18 | 56.35 | 1014.3
| 50x40x50 CU Crimp Tee | ea |  | 60.5 | 0
| 50x40x40 CU Crimp Tee | ea |  | 61 | 0
| 50x32x50 CU Crimp Tee | ea |  | 65 | 0
| 50x32x32 CU Crimp Tee | ea |  | 65 | 0
| 50x32x40 CU Crimp Tee | ea |  | 65 | 0
| 50x25x50 CU Crimp Tee | ea |  | 65 | 0
| 50x20x50 CU Crimp Tee | ea |  | 45 | 0
| 50x15x50 CU Crimp Tee | ea |  | 55 | 0
| 50x40 CU Crimp Reducer | ea |  | 55 | 0
| 50x32 CU Crimp Reducer | ea |  | 21.5 | 0
| 50x25 CU Crimp Reducer | ea | 1 | 34.92 | 34.92
| 50x20 CU Crimp Reducer | ea | 6 | 35 | 210
| 50x15 CU Crimp Reducer | ea |  | 22 | 0
| 50Cu x 50Mi CU Crimp Adapter | ea |  | 22 | 0
| 50Cu x 50Fi CU Crimp Adapter | ea |  | 78 | 0
| 50mm CU Crimp Repair Coupling | ea |  | 89 | 0
| 50mm CU Crimp Coupling | ea |  | 21 | 0
| 50Cu x 50Flange CU Crimp Coupling | ea |  | 21 | 0
| 50mm CU Crimp Cap | ea |  | 0 | 0
| 50Cu x W69/Barrell Barrell Union CU Crimp | ea |  | 0 | 0
| 40mm CU Crimp 90 DEG FxF Elbow | ea |  | 0 | 0
| 40mm CU Crimp 45 DEG FxF Elbow | ea |  | 0 | 0
| 40mm CU Crimp 90 DEG MxF Elbow | ea |  | 0 | 0
| 40mm CU Crimp 45 DEG MxF Elbow | ea |  | 0 | 0
| 40mm CU Crimp Tee | ea |  | 0 | 0
| 40x32x40 CU Crimp Tee | ea |  | 0 | 0
| 40x32x32 CU Crimp Tee | ea |  | 0 | 0
| 40x32x25 CU Crimp Tee | ea |  | 0 | 0
| 40x25x40 CU Crimp Tee | ea |  | 0 | 0
| 40x25x20 CU Crimp Tee | ea |  | 0 | 0
| 40x20x40 CU Crimp Tee | ea |  | 0 | 0
| 40x15x40 CU Crimp Tee | ea |  | 0 | 0
| 40x32 CU Crimp Reducer | ea |  | 0 | 0
| 40x25 CU Crimp Reducer | ea |  | 0 | 0
| 40x20 CU Crimp Reducer | ea |  | 0 | 0
| 40x15 CU Crimp Reducer | ea |  | 0 | 0
| 40Cu x 40Mi CU Crimp Adapter | ea |  | 0 | 0
| 40Cu x 40Fi CU Crimp Adapter | ea |  | 0 | 0
| 40mm CU Crimp Repair Coupling | ea |  | 0 | 0
| 40mm CU Crimp Coupling | ea |  | 0 | 0
| 40Cu x 40Flange CU Crimp Coupling | ea |  | 0 | 0
| 40mm CU Crimp Cap | ea |  | 0 | 0
| 40Cu x W69/Barrell Barrell Union CU Crimp | ea |  | 0 | 0
| 32mm CU Crimp 90 DEG FxF Elbow | ea |  | 0 | 0
| 32mm CU Crimp 45 DEG FxF Elbow | ea |  | 0 | 0
| 32mm CU Crimp 90 DEG MxF Elbow | ea |  | 0 | 0
| 32mm CU Crimp 45 DEG MxF Elbow | ea |  | 0 | 0
| 32mm CU Crimp Tee | ea |  | 0 | 0
| 32x25x32 CU Crimp Tee | ea |  | 18.54 | 0
| 32x25x20 CU Crimp Tee | ea |  | 0 | 0
| 32x20x32 CU Crimp Tee | ea |  | 0 | 0
| 32x20x20 CU Crimp Tee | ea |  | 18.35 | 0
| 32x20x15 CU Crimp Tee | ea |  | 0 | 0
| 32x15x32 CU Crimp Tee | ea |  | 0 | 0
| 32x15x25 CU Crimp Tee | ea |  | 0 | 0
| 32x15x20 CU Crimp Tee | ea |  | 0 | 0
| 32x15x15 CU Crimp Tee | ea |  | 0 | 0
| COUPLING RED CU KEMPRESS WATER 32MM X 25MM | ea | 1 | 20 | 20
| 32x20 CU Crimp Reducer | ea | 1 | 16.33 | 16.33
| 32x15 CU Crimp Reducer | ea |  | 0 | 0
| 32Cu x 32Mi CU Crimp Adapter | ea |  | 0 | 0
| 32Cu x 32Fi CU Crimp Adapter | ea |  | 0 | 0
| 32mm CU Crimp Repair Coupling | ea |  | 0 | 0
| 32mm CU Crimp Coupling | ea |  | 0 | 0
| 32mm CU Crimp Cap | ea |  | 0 | 0
| 32Cu x W69/Barrell Barrell Union CU Crimp | ea |  | 0 | 0
| 25mm CU Crimp 90 DEG FxF Elbow | ea |  | 0 | 0
| 25mm CU Crimp 45 DEG FxF Elbow | ea |  | 0 | 0
| 25mm CU Crimp 90 DEG MxF Elbow | ea |  | 0 | 0
| 25mm CU Crimp 45 DEG MxF Elbow | ea |  | 0 | 0
| 25mm CU Crimp Tee | ea |  | 0 | 0
| 25x20x25 CU Crimp Tee | ea |  | 0 | 0
| 25x20x20 CU Crimp Tee | ea |  | 0 | 0
| 25x20x15 CU Crimp Tee | ea |  | 0 | 0
| 25x15x25 CU Crimp Tee | ea |  | 0 | 0
| 25x15x20 CU Crimp Tee | ea |  | 0 | 0
| 25x15x15 CU Crimp Tee | ea |  | 0 | 0
| 25x20 CU Crimp Reducer | ea |  | 0 | 0
| 25x15 CU Crimp Reducer | ea |  | 0 | 0
| 25Cu x 25Mi CU Crimp Adapter | ea |  | 0 | 0
| 25Cu x 25Fi CU Crimp Adapter | ea |  | 0 | 0
| 25mm CU Crimp Repair Coupling | ea |  | 0 | 0
| 25mm CU Crimp Coupling | ea |  | 0 | 0
| 25mm CU Crimp Cap | ea |  | 0 | 0
| 25Cu x W69/Barrell Barrell Union CU Crimp | ea |  | 0 | 0
| 20mm CU Crimp 90 DEG FxF Elbow | ea |  | 0 | 0
| 20mm CU Crimp 45 DEG FxF Elbow | ea |  | 0 | 0
| 20mm CU Crimp 90 DEG MxF Elbow | ea |  | 0 | 0
| 20mm CU Crimp 45 DEG MxF Elbow | ea |  | 0 | 0
| 20mm CU Crimp Tee | ea |  | 0 | 0
| 20x15x20 CU Crimp Tee | ea |  | 5.61 | 0
| 20x15x15 CU Crimp Tee | ea |  | 0 | 0
| 20x15 CU Crimp Reducer | ea |  | 0 | 0
| 20Cu x 20Mi CU Crimp Adapter | ea |  | 0 | 0
| 20Cu x 20Fi CU Crimp Adapter | ea |  | 0 | 0
| 20mm CU Crimp Repair Coupling | ea |  | 0 | 0
| 20mm CU Crimp Coupling | ea |  | 0 | 0
| 20mm CU Crimp Cap | ea |  | 0 | 0
| 20Cu x W69/Barrell Barrell Union CU Crimp | ea |  | 0 | 0
| 15mm CU Crimp 90 DEG FxF Elbow | ea |  | 0 | 0
| 15mm CU Crimp 45 DEG FxF Elbow | ea |  | 0 | 0
| 15mm CU Crimp 90 DEG MxF Elbow | ea |  | 0 | 0
| 15mm CU Crimp 45 DEG MxF Elbow | ea |  | 0 | 0
| 15mm CU Crimp Tee | ea |  | 0 | 0
| 15Cu x 15Mi CU Crimp Adapter | ea |  | 0 | 0
| 15Cu x 15Fi CU Crimp Adapter | ea |  | 0 | 0
| 15Cu Fi BP, wall elbow | ea |  | 0 | 0
| 15Cu Mi BP, Wall elbow - 90 Long | ea |  | 0 | 0
| 15Cu Mi BP, Wall elbow - 120+ Long | ea |  | 0 | 0
| 15mm CU Crimp Repair Coupling | ea |  | 0 | 0
| 15mm CU Crimp Coupling | ea |  | 0 | 0
| 15mm CU Crimp Cap | ea |  | 0 | 0
| 15Cu x W69/Barrell Barrell Union CU Crimp | ea |  | 0 | 0
| 50mm Ball Valve Fi | ea |  | 0 | 0
| 40mm Ball Valve Fi | ea |  | 0 | 0
| 32mm Ball Valve Fi | ea |  | 0 | 0
| 25mm Ball Valve Fi | ea |  | 26.25 | 0
| 20mm Ball Valve Fi | ea |  | 0 | 0
| 15mm Ball Valve Fi | ea |  | 0 | 0
| 50mm Mi BRS Nipple | ea |  | 0 | 0
| 50mm Fi BRS Socket | ea |  | 0 | 0
| 50mm Mi BRS Union | ea |  | 0 | 0
| 50mm Fi BRS Union | ea |  | 0 | 0
| 50mm BRS Plug | ea |  | 0 | 0
| 50mm BRS Cap | ea |  | 0 | 0
| 40mm Mi BRS Nipple | ea |  | 0 | 0
| 40mm Fi BRS Socket | ea |  | 0 | 0
| 40mm Mi BRS Union | ea |  | 0 | 0
| 40mm Fi BRS Union | ea |  | 0 | 0
| 40mm BRS Plug | ea |  | 0 | 0
| 40mm BRS Cap | ea |  | 0 | 0
| 32mm Mi BRS Nipple | ea |  | 0 | 0
| 32mm Fi BRS Socket | ea |  | 0 | 0
| 32mm Mi BRS Union | ea |  | 0 | 0
| 32mm Fi BRS Union | ea |  | 0 | 0
| 32mm BRS Plug | ea |  | 0 | 0
| 32mm BRS Cap | ea |  | 0 | 0
| 25mm Mi BRS Nipple | ea |  | 0 | 0
| 25mm Fi BRS Socket | ea |  | 0 | 0
| 25mm Mi BRS Union | ea |  | 0 | 0
| 25mm Fi BRS Union | ea |  | 0 | 0
| 25mm BRS Plug | ea |  | 0 | 0
| 25mm BRS Cap | ea |  | 0 | 0
|  | ea |  | 0 | 0
| 20mm pex Pipe - Black |  |  | 0 | 0
| 15mm Pex pipe - Black | m |  | 0 | 0
| 15mm Pex pipe - Red | m |  | 0 | 0
| 20 pex Elbow | m |  | 0 | 0
| 20 Pex TEE | ea |  | 0 | 0
| 20x15 Pex TEE | ea |  | 0 | 0
| 20 PEX Mi Adapter | ea |  | 0 | 0
| 20 PEX Fi Adapter | ea |  | 0 | 0
| 20x15 Pex Reducer | ea |  | 0 | 0
| 20 PEXxCU Crimp conversion coupling | ea |  | 0 | 0
| 20 PEX Straight coupling | ea |  | 0 | 0
| 15 Pex Elbow | ea |  | 0 | 0
| 15 Pex TEE | ea |  | 0 | 0
| 15 PEXMi Adapter | ea |  | 0 | 0
| 15 PEX Fi Adapter | ea |  | 0 | 0
| 15 PEX Fi BP, wall elbow | ea |  | 0 | 0
| 15 PEX Mi BP, Wall elbow - 90 Long | ea |  | 0 | 0
| 15 PEX Mi BP, Wall elbow - 120+ Long | ea |  | 0 | 0
| 15 PEXxCU Crimp conversion coupling | ea |  | 0 | 0
| 15 PEX Straight coupling | ea |  | 0 | 0
|  | ea |  | 0 | 0
| Hose Taps Complete | ea | 3 | 56 | 168
| 100 FL DICL SLUICE VALVE | ea |  | 202.94 | 0
| 125PE*4" (100mm) - MaxiStub W/Stainless Steel Backing Ring | ea |  | 92.67 | 0
| 100mm PE*DI Gasket Kit Complete Parts & Labour | ea |  | 24.71 | 0
| 100mm DI*DI Gasket Kit Complete | ea |  | 20 | 0
| Valve Spindle Riser - 600Long | ea |  | 136.94 | 0
| 100mm Dual Pillar Hydrant Complete_ RG Base 1500 High w/landing Valves_OPTION | ea |  | 365 | 0
| 125mm PE x 100mm GALV ADAPTER - Acutech Brand | ea |  | 201.43 | 0
| Red caps and chain - suit 65mm QLD Landing valve | ea |  | 5 | 0
| RPZD 32mm | ea |  | 853 | 0
| RPZD 20mm | ea |  | 503 | 0
| RPZD 100mm | ea |  | 1809.63 | 0
| Office - Water & Rough IN | ea |  | 1650 | 0
| Ofice - NOGINS & Fixings | ea |  | 160 | 0
| Safety shr fittings | ea |  | 750 | 0
| In Grnd Fittings misc | ea |  | 450 | 0
| Abv Grnd Fittings misc | ea |  | 1250 | 0
| HWU quickie kit | ea |  | 190 | 0
| TMV | ea |  | 412.59 | 0
| 20mm Isolavtive valve | ea | 2 | 18.65 | 37.3
| 25mm Isolavtive valve | ea | 4 | 26.55 | 106.2
| 50mm Isolavtive valve | ea | 3 | 92.1 | 276.3
| 450 SQ PIT | ea |  | 30 | 0
| Dock Office Water Mat | ea |  | 1850 | 0
| 25mm RPZD | ea |  | 1800 | 0
|  | ea |  |  | 0
| misc. |  |  |  | 0
| 150mm isolation valve in valve pit (connect to authority watermain ) | ea |  | 3800 | 0
| 25mm DCW Isolation vlave in valve pit with path box cover | ea |  | 371.37 | 0
| 25mm water meter in tamper steel cage with isolative valves in both side | ea |  | 469.04 | 0
| TMV in Box | ea |  | 659.8 | 0
| 100 mm Water meter | ea |  | 587.96 | 0
| 90 valve in pit | ea | 1 | 900 | 900
| 32 valve in pit | ea |  | 641.58 | 0
| 50mm control valve | ea |  | 50 | 0
| TLV under basin | ea |  | 31.71 | 0
| AUTOMATIC TRAP PRIMER | ea |  | 146.09 | 0
|  | ea |  | 99.49 | 0
SEWER DRAINAGE -
Description
| PIPE DWV PVC S/WELD 150MM - In Grnd | m |  | 14.49 | 0
| PIPE DWV SN8 PVC S/WELD 100MM | m | 371 | 9.5496 | 3542.9016
| 150MM * 45D PVC JUNCTION | ea |  | 9.66 | 0
| 100MM * 45D PVC JUNCTION | ea | 31 | 4.7886 | 148.4466
| 150MM X 100MM 45D PVC JUNCTION | ea |  | 13.8 | 0
| 100*50 PVC DWV JUNCTION | ea |  | 6.5274 | 0
| 100MM * 65 PVC PVC JUNCTION | ea |  | 8.5974 | 0
| 150MM X 45 Deg Bend | ea |  | 6.9 | 0
| 150MM X 90 Deg Bend | ea |  | 6.9 | 0
| 100MM X 90Deg Bend | ea | 52 | 2.5668 | 133.4736
| 100MM X 45Deg Bend | ea | 35 | 2.3308 | 81.5787
| DWV PIPE REDUCER 150X100mm | ea |  | 5.52 | 0
| DWV PIPE REDUCER 100 X 50mm | ea |  | 2.6772 | 0
| PIPE DWV PVC S/WELD 100MM - In Grnd | m |  | 6.9 | 0
| PIPE DWV PVC S/WELD 65MM - In Grnd | m | 61 | 5.52 | 336.72
| 63 HDPE PN12.5 SDR11 - BLACK or CREAM - In Grnd | m |  | 8.7354 | 0
| PIPE DWV PVC S/WELD 50mm | m | 104 | 3.726 | 387.504
| PIPE DWV PVC S/WELD 40mm | m |  | 2.898 | 0
| 65MM * 45D PVC JUNCTION | ea | 9 | 3.5 | 31.5
| 50MM * 45D PVC JUNCTION | ea | 3 | 3 | 9
| DWV BEND 65X 90 DEG | ea | 24 | 2.3322 | 55.9728
| DWV BEND 65X 90 DEG | ea | 18 | 2.33 | 41.94
| DWV BEND 40 X 85 DEG | ea |  | 4.14 | 0
| DWV BEND 50 X 45 DEG | ea | 16 | 0.9384 | 15.0144
| DWV BEND 50 X85 DEG | ea | 14 | 11.7162 | 164.0268
| 50mm Condensate INSULATION | m |  | 14 | 0
| 100mm Condensate INSULATION | m |  | 6 | 0
0
| 150mm - Gas Tight H/D Cast Iron Clearout (Peepeye) | ea |  | 40 | 0
| 150mm Clear Out Cover - L/D - Brass | ea |  | 30 | 0
| 100mm - Gas Tight H/D Cast Iron Clearout (Peepeye) | ea | 8 | 33 | 264
| 100mm Clear Out Cover - L/D - Brass | ea | 8 | 23.26 | 186.08
| 100 mm Inspection Opening | ea |  | 50 | 0
| 100mm Trapped point - 100mm Gully Trap | ea |  | 7.65 | 0
| FWG - 100mm Gully Trap | ea |  | 7.65 | 0
| FWG - 100mm 4-way Riser | ea |  | 13.59 | 0
| FWG - Grate - Tile Insert 100*100 Chrome Plated | ea |  | 0 | 0
| In-Wall TD & View Panel - SS | ea |  | 75 | 0
0
| 100mm PVC 10mm nut hanging clip | ea |  | 2 | 0
| 50mm PVC 10mm nut hanging clip | ea |  | 1.5 | 0
| 10mm Zinc Threaded Rod | m |  | 0 | 0
0
| Glue - Blue - 4Ltr | ea |  | 26.4 | 0
| Primer - Red - 4Ltr | ea |  | 23 | 0
| Detectable SEWER Marker Tape - 250m | ea |  | 75 | 0
| 100mm AbleFlex Roll | ea |  | 22 | 0
| Concrete Mix bag | ea |  | 10 | 0
0
| External Sewer Mains fitting | ea |  | 520 | 0
| Vents Complete | ea |  | 230 | 0
| Office Drainage mat | ea |  | 2800 | 0
| Dock Office Drainage Mat | ea |  | 950 | 0
| misc. | ea |  | 1250 | 0
| Overflow Gully | ea | 2 | 200 | 400
| Tundish with HT | ea |  | 60 | 0
| COS | ea |  | 120 | 0
| Tundish | ea |  | 61.33 | 0
| SIVEL EXPANSION JOINT | ea | 1 | 100 | 100
| FWG-130x130 STAINLESS STEEL GRATE WITH 80Ø VERTICAL OUTLET. SPS MODEL Q130/80SR | ea | 4 | 250 | 1000
| FWG/BT - 200x200 PUSH IN BASKET TRAP WITH 316 STAINLESS STEEL GRATE CLASS 'C' SPS MODEL Q200 SR6-BT WITH FIXED SECONDARY STRAINER | ea |  | 250 | 0
| Fire Collars & Misc | ea |  | 300 | 0
| plaster /slip trap | ea |  | 1200 | 0
| Basket Arrestors for Floor Drains | ea | 5 | 350 | 1750
| CONTRACTOR TO LOCATE AND ASSESS EXISTING SEWER PUMP STATION PERFORMANCE, CONDITION AND CAPACITY. CONTRACTOR TO ALLOW ALL COSTS TO RELOCATE AND REINSTATE SEWER PUMP STATION AND ALL ASSOCIATED EQUIPMENT AWAY FROM NEW TRADES BUILDING'S FOOTPRINT (ROK 92 ) | ea | 0 | 8000 | 0
Trade Waste
Description
| 110 HDPE (TRADE WASTE DRAIN ) | m | 219 | 11.6 | 2540.4
| 110 HDPE 90 Deg Bend ( TRADE WASTE ) | ea | 20 | 10 | 200
| 110 HDPE X 45 DEG (TRADE WASTE ) | ea | 15 | 5.16 | 77.4
| JUNCTION 110 HDPE X 45 DEG | ea | 22 | 8.35 | 183.7
| 100 HDPE (TRADE WASTE DRAIN ) | m | 31 | 10 | 310
| JUNCTION 100 HDPE X 45 DEG | ea | 1 | 4 | 4
| 110 HDPE X 100 HDPE REDUCER | ea | 2 | 15 | 30
| 100 HDPE 90 Deg Bend ( TRADE WASTE ) | ea | 11 | 8 | 88
| 100 HDPE X 45 DEG (TRADE WASTE ) | ea | 4 | 5.16 | 20.64
| 65 HDPE (TRADE WASTE DRAIN ) | m | 12 | 8 | 96
| 65 HDPE X 45 DEG (TRADE WASTE ) | ea | 3 | 4 | 12
| 65 HDPE X 90 DEG (TRADE WASTE ) | ea | 1 | 5 | 5
| 50 HDPE (TRADE WASTE DRAIN ) | ea | 12 | 7 | 84
| 50 HDPE X 90 DEG (TRADE WASTE ) | ea | 3 | 4 | 12
| BUCKEY TRAP /SILT TRAP | ea | 9 | 100 | 900
| IOS TRADE WASTE | ea | 15 | 80 | 1200
STORMWATER DRAINAGE
Description
| PIPE 600MM - RIBBED | m |  | 165.6 | 0
| PIPE 450MM - RIBBED | m |  | 89.7 | 0
| PIPE 375MM - RIBBED BLACK MAX | m |  | 66.24 | 0
| PIPE 300MM - RIBBED BLACK MAX | m |  | 0 | 0
| PIPE DWV SN8 PVC S/WELD 375MM | m |  | 85.1046 | 0
| PIPE DWV SN8 PVC S/WELD 300MM | m |  | 84.18 | 0
| PIPE DWV SN4 PVC S/WELD 300MM | m |  | 68.77 | 0
| PIPE SW H/D PVC S/WELD 300MM | m |  | 55.2 | 0
| PIPE DWV SN8 PVC S/WELD 225MM | m | 168 | 55.2 | 9273.6
| PIPE DWV SN4 PVC S/WELD 225MM | m |  | 42.78 | 0
| PIPE SW H/D PVC S/WELD 225MM | m |  | 32.66 | 0
| PIPE DWV SN8 PVC S/WELD 150MM | m |  | 19.55 | 0
| PIPE DWV SN4 PVC S/WELD 150MM | m |  | 16.1 | 0
| PIPE DWV SN8 PVC S/WELD 150MM - Suspended | m |  | 19.55 | 0
| PIPE DWV SN4 PVC S/WELD 150MM | m | 8 | 16.56 | 132.48
| PIPE DWV SN8 PVC S/WELD 100MM | m | 41 | 6.693 | 274.413
| PIPE DWV SN4 PVC S/WELD 100MM | m |  | 6.9 | 0
| PIPE DWV SN8 PVC S/WELD 50MM | m |  | 6.693 | 0
|  |  |  | 0 | 0
| DWV Grade Option |  |  | 0 | 0
|  | ea |  | 0 | 0
| 600*225 Ribbed Saddle | ea |  | 676.2 | 0
| 600*45Deg RIBBED Bend | ea |  | 897 | 0
| 600*450 Ribbed Reducer | ea |  | 1518 | 0
| 450*375 Ribbed*PVC Reducer | ea |  | 634.8 | 0
| 450 45 Deg ribbed Bend | ea |  | 800.4 | 0
| 450 * 225 Ribbed Saddle | ea |  | 441.6 | 0
| 375mm X 45Deg Junction | ea |  | 579.6 | 0
| 375X300X45D PVC JUNCTION | ea |  | 776.0982 | 0
| 375X225X45D PVC JUNCTION | ea |  | 777.4782 | 0
| 375MM X 300MM Reducer | ea |  | 524.4 | 0
| 375MM X 225MM Reducer | ea |  | 496.8 | 0
| 375MM X 90Deg Bend | ea |  | 745.2 | 0
| 375MM X 45Deg Bend | ea |  | 621 | 0
| 300MM * 45D PVC JUNCTION | ea |  | 496.8 | 0
| 300X225X45D PVC JUNCTION | ea |  | 441.6 | 0
| 300MM X 225MM Reducer | ea |  | 262.2 | 0
| 300MM X 90Deg Bend | ea |  | 345 | 0
| 300MM X 45Deg Bend | ea |  | 262.2 | 0
| 300MM X 150 Junction | ea |  | 455.4 | 0
| 225MM * 45D PVC JUNCTION | ea |  | 117.645 | 0
| 225X150X45D PVC JUNCTION | ea |  | 289.8 | 0
| 225MM X 90Deg Bend | ea | 74 | 85.56 | 6331.44
| 225MM X 45Deg Bend | ea | 3 | 84.18 | 252.54
| 225MM X 150MM Reducer | ea |  | 62.1 | 0
| 150 PVC DWV 45Deg Junct | ea |  | 24.84 | 0
| 150MM X 90Deg Bend | ea | 3 | 22.08 | 66.24
| 150MM X 45Deg Bend | ea |  | 16.56 | 0
| 150X100X45D PVC JUNCTION | ea |  | 22.08 | 0
| PVC PIPE REDUCER 150X 100 mm | ea |  | 22.08 | 0
| 100MM * 45D PVC JUNCTION | ea | 2 | 6.486 | 12.972
| 100X50 X45D PVC JUNCTION | ea |  | 22.08 | 0
| PVC PIPE REDUCER 100X 50 mm | ea |  | 22.08 | 0
| 100MM X 90Deg Bend | ea | 8 | 16.56 | 132.48
| 100MM X 45Deg Bend | ea | 8 | 16.56 | 132.48
| 50 PVC X 45D PVC JUNCTION | ea |  | 19.32 | 0
| 50MM X 90Deg PVC Bend | ea |  | 0.897 | 0
| 50MM X 45Deg PVC Bend | ea |  | 0.897 | 0
|  |  |  | 0 | 0
|  |  |  | 0 | 0
| 150mm PVC 10mm nut hanging clip | ea |  | 2.622 | 0
| 10mm Zinc Threaded Rod | m |  | 2.76 | 0
| Glue - Blue - 4Ltr | ea |  | 36.432 | 0
| Primer - Red - 4Ltr | ea |  | 31.74 | 0
|  |  |  | 0 | 0
| SW_RRJ (RIBBED) Fittings |  |  | 0 | 0
|  |  |  | 0 | 0
| 375MM X 45Deg Bend | ea |  | 362.1396 | 0
| DN 375 X DN150 45 DEG BLACKMAX REDUCING JUNCTION (PVC FAB) | ea |  | 828 | 0
| DN375 x dn225 BlackMax® Reducing Adaptor FF RRJ x DWV SWJ (PVC Fab) | ea |  | 552 | 0
|  |  |  | 0 | 0
| DN 300 X DN150 45 DEG BLACKMAX REDUCING JUNCTION (PVC FAB) | ea |  | 690 | 0
| DN300 BLACK MAX 45 DEG BEND | ea |  | 414 | 0
| DN300 x dn225 BlackMax® Reducing Adaptor FF RRJ x DWV SWJ (PVC Fab) | ea |  | 414 | 0
| DN300 BLACK MAX 45 DEG BEND | ea |  | 414 | 0
| SW IOS | ea | 10 | 80 | 800
| SWGP 1 300 x300 x450 | ea | 1 | 127.54 | 127.54
| SWGP 2 600x600 x600 | ea | 1 | 375 | 375
| SWGP 4 450x450x600 | ea | 15 | 250 | 3750
| BTGP FOX ENVIRONMENTAL PT600/100 | ea | 1 | 1500 | 1500
| 150mm Cap | ea |  | 20.7 | 0
| 150mm expansion coupler | ea |  | 110.4 | 0
| 450X450 GRATED SW GULLY | ea | 4 | 180 | 720
FITOFF
| Fit-Off Material; Ground & First Floor - | ea | 4 | 1800 | 7200
| Fit-Off Material; Ground & First Floor - | ea | 2 | 1801 | 3602
SUB TOTALS
562924.6577
|  |  |  | Contingency | 1.15
|  |  |  | Deliveries | 3650
TOTALS
651013.3564
Excavation/Quarry/Misc/ Takeoff.
|  | Qty | Unit
| Avrg Trench = .900D*.450W | 1192 | m
| L/M Of Asphalt Reinstate | 0 | m
| M2 Of Asphalt Reinstate | 0 | m2
| L/M Of CBR Reinstate | 0 | m
| L/M of Inground Pipe (Average Depth) | 1192 | m
| L/M of Inground Pipe (Deeper Than Average Depth) |  | m
| Avergage of trtenches 'Shared'…. Shared trench Factor | 0.1 | m
| SEWER / SW / TW - InGrnd |  | m | 0%
| WAT / FIRE - InGrnd |  | m | 0%
| SPK - InGrnd |  | m | 0%
|  | D | W | L | Spoil/Compact Factor; | Shared Trench Factor | Total m3 - EXCAVATED | Total M3 - Bed, Pipe, Cover reduction | Total M3 - Backfill Req (Less Bed&Pipe) | Total M3 - Spoil - REMOVE | TCS Load - Haulage & dump rate only
| L/M of Inground Pipe (Average Depth) | 0.95 | 0.6 | 1192 | 1.3 | 0.1 | 815.328
| L/M of Inground Pipe (Deeper Than Average Depth) | 1.1 | 0.5 | 0 | 1.3 | 0 | 0
| L/M of Bed, Pipe, Cover material reduction (Average Depth) | 0.35 | 0.6 | 1192 | 0 | 0.1 |  | 225.288
| L/M of Bed, Pipe, Cover material reduction (Deeper Than Average Depth) | 0.2 | 0.5 | 0 | 0 | 0 |  | 0
| L/M of BACKFILL required (Average Depth) | 0.95 | 0.6 | 1192 | 1.3 | 0.1 |  |  | 590.04
| L/M of BACKFILL required (Deeper Than Average Depth) | 1.1 | 0.5 | 0 | 1.3 | 0 |  |  | 0
[10 empty] | QTY | Rate | Total
[7 empty] | 815.328 | 225.288 | 590.04 | 225.288 | 15 | 3379.32
| Thrust Block Concrete | m3/TB | Qty | Total m3 | Contingency | Total m3 | Total Cost
|  | 0.1 |  | 0 | 1.1 | 0 | 0
Quarry & Concrete Product
1.05
| Description | Unit/LM | Unit | Rate | Rate/LM |  |  | QTY | Shared Trench Factor | Total Req. | Total | Contingency | TOTAL | Drainage Use | Fire/WAT Use | SPK Use
| 5-7mm Stone | 0.203 | Ton | 62 | 12.586 |  |  | 241.976 | 0.1 | 217.7784 | 13502.2608 | 675.113 | 14177.3738 | 0
| 5-7mm Stone | 0.14 | m3 | 62 | 16.926
| 10-12mm Stone | 0.45 | Ton | 62 | 27.9 |  |  | 0 |  |  | 0 |  | 0
| 80-110mm Stone | 0 | Ton | 25 | 0 |  |  | 0 |  |  | 0 |  | 0
| Medium River / Bed Sand | 0.225 | Ton | 62 | 13.95 |  |  | 268.2 | 0.1 | 241.38 | 14965.56 | 748.278 | 15713.838 |  | 0 | 0
| Medium River / Bed Sand | 0.14 | m3 | 62 | 13.02
| CBR15 Road Base | 0.36 | Ton | 27 | 9.72 |  |  | 0 |  |  | 0 |  | 0
| CBR45 | 0.36 | Ton | 30 | 10.8 |  |  | 0 |  |  | 0 |  | 0
| LEANMIX | 0.3 | m3 | 0 | 0 |  |  | 0 |  |  | 0 |  | 0
|  |  |  | TCS | Q2
| Description |  | Unit | Rate | Rate
| 5-7mm Stone |  | T | 62 | 31
| 10-12mm Stone |  | T | 62 | 39
| 80-110mm Stone |  | T | 25 | 29
| Medium River / Bed Sand |  | T | 62 | 26
| CBR15 Road Base |  | T | 48 | 27
| CBR45 |  | T | 50 | 30
| LEANMIX_20mm-12:1 |  | M3 | 168 | 0
| Concrete_25/20/80 |  | M3 | 153 | 0
Note on D198: [Threaded comment] Your version of Excel allows you to read this threaded comment; however, any edits to it will get removed if the file is opened in a newer version of Excel. Learn more: https://go.microsoft.com/fwlink/?linkid=870924 Comment: guess
Note on E221: [Threaded comment] Your version of Excel allows you to read this threaded comment; however, any edits to it will get removed if the file is opened in a newer version of Excel. Learn more: https://go.microsoft.com/fwlink/?linkid=870924 Comment: guess
Note on E222: [Threaded comment] Your version of Excel allows you to read this threaded comment; however, any edits to it will get removed if the file is opened in a newer version of Excel. Learn more: https://go.microsoft.com/fwlink/?linkid=870924 Comment: guess
Note on F704: [Threaded comment] Your version of Excel allows you to read this threaded comment; however, any edits to it will get removed if the file is opened in a newer version of Excel. Learn more: https://go.microsoft.com/fwlink/?linkid=870924 Comment: guess
Note on E883: [Threaded comment] Your version of Excel allows you to read this threaded comment; however, any edits to it will get removed if the file is opened in a newer version of Excel. Learn more: https://go.microsoft.com/fwlink/?linkid=870924 Comment: guess
Note on E887: [Threaded comment] Your version of Excel allows you to read this threaded comment; however, any edits to it will get removed if the file is opened in a newer version of Excel. Learn more: https://go.microsoft.com/fwlink/?linkid=870924 Comment: guess

## ROK21A
Project:
Tricore -
Stage 1 Version 1
Item
1 | Complete -
Labour
| DAY | [7 empty] | april 2026 direct impact Increase % (not contigency)
| TRADESMAN_LEADING HAND | Day |  | 1231.1429 | 0
| TRADESMAN_PLUMBER_OPERATOR | Day |  | 941.1647 | 0 |  |  |  |  | PE Pipe & Fitting | 38% | 1.38
| T/A & Apprentice | Day |  | 768.0651 | 0 |  |  |  |  | PVC Pipe & Fittings | 38% | 1.38
| Crew #1 - InGround Drainage | Day | 3 | 2650.3945 | 7951.1836 |  |  |  |  | Subby Rates | 15% | 1.15
| Crew #2 - InGround Water/Fire | Day | 3 | 2650.3945 | 7951.1836 |  |  |  |  | Delivey Rate | 20% | 1.2
| Crew #3 - Above Ground Drainage | Day | 2 | 2650.3945 | 5300.7891
| Crew #4 - Above Ground WATER/FIRE | Day | 2 | 2650.3945 | 5300.7891
| Crew #5 - Above Ground FitOff / Misc | Day | 2 | 2650.3945 | 5300.7891
| Crew #6 - DEMO | Day | 2 | 1709.2298 | 3418.4596
HOUR
| TRADESMAN_LEADING HAND | HR | 0 | 123.1143 | 0
| TRADESMAN_PLUMBER_OPERATOR | HR | 0 | 94.1165 | 0
| T/A & Apprentice | HR | 0 | 76.8065 | 0
| Crew #1 - InGround Drainage | HR | 0 | 265.0395 | 0
| Crew #2 - InGround Water/Fire | HR | 0 | 265.0395 | 0
Demolition & Reinstatement
DEMO
| Asphalt Cutting | m |  | 15.525 | 0
| Concrete Cutting | m |  | 18.4 | 0
| Con Cut Establishemnt Fee | ea |  | 92 | 0
REINSTATE - CONCRETE
| Road/Drveway Reinstate; 1mW x 150 Thck, N25/20/80, Incl Reinforcement | m |  | 145 | 0
| Kerb & Channel - 1m Wide | ea |  | 155 | 0
| Footpath - 1.5mW, N25/20/80, Incl Reinforcement | lm |  | 180 | 0
| Footpath - 1.5mW, EXPOSED AGG, N25/20/80, Incl Reinforcement | lm |  | 185 | 0
REINSTATE - ASPHALT
| 50mm Thck - Trench Reinstatement Through Road/Driveway | m2 |  | 97 | 0
| 50mm Thck - 1.5-2m Wide Footpath reinstatements | m2 |  | 97 | 0
| Establishment Fee (1 per stage) | Ea |  | 5500 | 0
Equipment & Hire - INCL WET PLANT HIRE
PLANT HIRE - WET
| 1.8T Excavator | Hr |  | 100 | 0
| 3-5 ton Excavator | Hr |  | 115 | 0
| 3-5T Combo | Hr |  | 154 | 0
| Hammer attachment 3.5-4T | Hr |  | 21 | 0
| Ripper 3.5-4T | Hr |  | 10 | 0
| 5t Excavator | Hr |  | 150 | 0
| Hammer attachment 5T | Hr |  | 50 | 0
| Skid steer | Hr |  | 140 | 0
| 8T Excavator | Hr |  | 128 | 0
| Hammer attachment 8T | Hr |  | 26 | 0
| Ripper 8T | Hr |  | 10 | 0
| 13-15T Excavator | Hr |  | 153 | 0
| Hammer attachment 14T | Hr |  | 36 | 0
| Ripper 14T | Hr |  | 10 | 0
| 3000L Hydro Excavation Truck | Hr |  | 190 | 0
| 4500L Hydro Excavation Truck | Hr |  | 220 | 0
| 6300L Hydro Excavation Truck | Hr |  | 250 | 0
| Water Truck allow for water at cost | Hr |  | 110 | 0
| 12t Body Truck Tipper | Hr |  | 110 | 0
HIRE - DRY
| Skid Steer Loader_Tracked (CAT249+) | Day | 3 | 225.4333 | 676.3
| Skid Steer Loader_Wheeled (CAT226+) | Day |  | 163.9667 | 0
| Mini Loader, Stand-on Type | Day |  | 180 | 0
|  |  |  | 0 | 0
| 1.5-1.8 Ton_Excavator | Day | 3 | 137.1429 | 411.4286
| 1.7-2Ton_Excavator | Day |  | 0 | 0
| 3-5Ton_Excavator | Day |  | 238.6667 | 0
| 8Ton_Excavator | Day |  | 261.1667 | 0
| 10-12Ton_Excavator | Day |  | 0 | 0
| 13-16Ton_Excavator | Day |  | 317.2 | 0
| 20-24Ton_Excavator | Day |  | 314.2857 | 0
|  |  |  | 0 | 0
| Ripper_1.7-2T | Day |  | 0 | 0
| Ripper_1.5-4T | Day |  | 32.74 | 0
| Ripper_3-5T | Day |  | 0 | 0
| Ripper_8T | Day |  | 40.38 | 0
| Breaker_1.7-2T | Day |  | 123.33 | 0
| Breaker_3-5T | Day |  | 165.89 | 0
| Breaker_8T | Day |  | 165.89 | 0
| Breaker_10-12T | Day |  | 0 | 0
| Breaker_13-15T | Day |  | 203 | 0
| Auger Drive_10-12T |  |  | 0 | 0
| 300Dia Auger Drill |  |  | 0 | 0
|  |  |  | 0 | 0
| 1.25T_Tipper Truck | Day |  | 205 | 0
| 2-4T_Tipper Truck | Day |  | 166.98 | 0
| <6T_Tipper Truck | Day |  | 171.4286 | 0
|  |  |  | 0 | 0
| <10T_Articulated Site Tipper | Day |  | 0 | 0
| Upright Rammer_Wacker | Day | 3 | 34.2857 | 102.8571
| Trench Roller_Dbl Drum_Remote | Day |  | 165 | 0
| <26Ft_Scissor Lift - Diesel | Day |  | 0 | 0
| <26Ft_Scissor Lift - Elec | Day |  | 0 | 0
| <34Ft_Boom Lift - Diesel | Day |  | 0 | 0
| <34Ft_Boom Lift - Elec | Day |  | 0 | 0
|  |  |  | 0 | 0
| Porta Loo_No Tank | Day |  | 5.46 | 0
| 6*3m Demantable Lunchroom - COMPLETE | Day |  | 23 | 0
| 6*3m Demantable Office - COMPLETE | Day |  | 23 | 0
| 20Ft Shipping Container | Day |  | 0 | 0
| Quick Cut Demo Saw | Day |  | 0 | 0
| Sngl Ph_6KVA Genset | Day |  | 0 | 0
| Diesel Air Compressor_Trailer | Day |  | 0 | 0
| Air Breaker - Heavy | Day |  | 0 | 0
| Air Hose <10m | Day |  | 0 | 0
| Elec Breaker/Jachammer | Day |  | 0 | 0
| Flexdrive Motor Unit | Day |  | 0 | 0
| Flexdrive_Pump Shaft | Day |  | 0 | 0
| Temporary Power Board | Day |  | 0 | 0
|  |  |  | 0 | 0
| Dual CabUte | Day |  | 0 | 0
| 3m3 Skip Bbin | per serive |  | 230 | 0
| plus disposal | Tonne |  | 309 | 0
| site fee | Week |  | 35 | 0
| ~4m3_Skip Bin | per change over |  | 229.9 | 0
| ~6m3_Skip Bin | per change over |  | 239.8 | 0
| Plus disposal | Tonne |  | 309 | 0
| Site fee | Week |  | 35 | 0
| Vacuum Excavator - Vermeer VT250D | Day |  | 295.77 | 0
| Vac Trailer – Dry Hire | Day |  | 355 | 0
|  |  |  | 0 | 0
| TRANSPORT_Ex BRIS - Return | Day |  | 0 | 0
| TRANSPORT_Ex ROK - Return | Hour |  | 180 | 0
| 0-4T Per Hour Delivery Rate | Hour |  | 125 | 0
| 5 - 9t Transport Hourly Rate | Hour |  | 160 | 0
| 10 - 19t Low Loader Hourly rate - Minimum 2 Hour Charge | Hour |  | 200 | 0
| FUEL - Average_Candle | Week | 0.5 | 1850 | 925
Subbies & Misc
| Surveyor | ea |  | 180 | 0
| Services Locator | ea |  | 130 | 0
| Compaction Testing - TEST | ea |  | 115 | 0
| Compaction Testing - Site Establishment | ea |  | 90 | 0
|  | ea |  |  | 0
|  | ea |  |  | 0
| FIRE TESTING / CERT | ea |  |  | 0
| FULL Hydro Test - Per Test (6.5Hr 1 x fitter, 1 x apprentice, 1 day Test gear) | ea |  | 1945 | 0
| Provision of Form 72 | ea | 1 | 350 | 350
Material - Quarry, Misc
| Bedding / Fill Sand | m3 |  | 39.75 | 0
| CBR 45/2.5 Roadbase | m3 |  | 41.9 | 0
| Turf Underlay/Topsoil | m3 |  | 45.25 | 0
| Standard Garden Woodchip | m3 |  | 87 | 0
| Turf - Standard Couch or Similar | Slab (.5m2) |  | 6.48 | 0
| Cement Stabalized Sand (3-5%) | m3 |  | 169 | 0
| Exposed Agg Concrete - Standard/Cheapest Exposed Agg Stone | m3 |  | 252 | 0
| N25 20mm 80 Slump Concrete | m3 |  | 263 | 0
| Valve Margin strips; Concrete slab, 1 directions sign, 3 x valve No sign. | ea |  | 380 | 0
FIRE SERVICES - INGROUND
| 200 HDPE PN16 SDR11 - REDLINE | m |  | 46.8107 | 0
| 180 HDPE PN16 SDR11 - REDLINE | m |  | 35.144 | 0
| 125 HDPE PN16 SDR11 - REDLINE | m |  | 16.9935 | 0
| 32 HDPE PN16 SDR11 - BLUELINE | m |  | 1.6779 | 0
0
| 200 EF Coupler | ea |  | 60.8028 | 0
| 180 EF Coupler | ea |  | 35.4936 | 0
| 125 EF Coupler | ea | 1 | 19.4718 | 19.4718
| 200 EF 45DFeg Bend | ea |  | 150.6408 | 0
| 180 EF 45DFeg Bend | ea |  | 135.1986 | 0
| 125 EF 45DFeg Bend | ea |  | 61.6722 | 0
| 200 EF 90DFeg Bend | ea |  | 150.6408 | 0
| 180 EF 90DFeg Bend | ea |  | 134.9778 | 0
| 125 EF 90DFeg Bend | ea |  | 61.617 | 0
| 200 EF TEE | ea |  | 151.455 | 0
| 180 EF TEE | ea |  | 157.7064 | 0
| 125 EF TEE | ea |  | 67.965 | 0
| 200*180 EF TEE | ea |  | 289.0686 | 0
| 200*125 EF TEE | ea | 1 | 301.4196 | 301.4196
| 180*125 EF TEE | ea |  | 168.5394 | 0
| 200*180 EF Reducer | ea |  | 173.3556 | 0
| 180*125 EF Reducer | ea | 1 | 82.938 | 82.938
| 200PE*8"(200m) - MaxiStub W/Backing Ring | ea |  | 472.443 | 0
| 180PE*6"(150mm) - MaxiStub W/Backing Ring | ea |  | 179.0826 | 0
| 125PE*4" (100mm) - MaxiStub W/Backing Ring | ea |  | 127.8846 | 0
| 180mm PE x 150mm GALV ADAPTER - PLASSON Brand | ea |  | 432.2022 | 0
| 125mm PE x 100mm GALV ADAPTER - PLASSON Brand | ea | 1 | 281.6718 | 281.6718
|  | 0 |  | 0 | 0
| 180mm PE x 150mm GALV ADAPTER | ea |  | 435.6798 | 0
| 125mm PE x 100mm GALV ADAPTER | ea |  | 277.9734 | 0
| 200 Long SPIG 45DFeg Bend | ea |  | 94.5852 | 0
| 180 Long SPIG 45DFeg Bend | ea |  | 88.9548 | 0
| 125 Long SPIG 45DFeg Bend | ea |  | 53.4888 | 0
| 200 Long SPIG 90DFeg Bend | ea |  | 118.9146 | 0
| 180 Long SPIG 90DFeg Bend | ea |  | 93.9918 | 0
| 125 Long SPIG 90DFeg Bend | ea |  | 43.677 | 0
| 200 Long SPIG TEE | ea |  | 176.1432 | 0
| 180 Long SPIG TEE | ea |  | 157.6236 | 0
| 125 Long SPIG TEE | ea |  | 52.7988 | 0
| 200*180 Long SPIG TEE | ea |  | 253.2024 | 0
| 200*125 Long SPIG TEE | ea |  | 265.5534 | 0
| 180*125 Long SPIG TEE | ea |  | 256.2798 | 0
| 200*180 Long SPIG Reducer | ea |  | 77.0592 | 0
| 180*125 Long SPIG Reducer | ea |  | 54.9654 | 0
|  | 0 |  | 0 | 0
| 200 FL DICL Sluice Valve | ea |  | 679.41 | 0
| 150 FL DICL Sluice Valve | ea |  | 323.53 | 0
| 100 FL DICL Sluice Valve | ea |  | 202.94 | 0
| Valve Spindle Riser - 600Long | ea |  | 136.94 | 0
| Valve Box - Cast Iron Trafficable - Rectangle Type "V" | ea |  | 123.53 | 0
| Valve Box - Non-Trafficable - Plastic Surround with CI Drop In "V" | ea |  | 98.82 | 0
|  | 0 |  | 0 | 0
| 200*150mm DICL FL Reducer | ea |  | 291.18 | 0
| 200*100mm DICL FL Reducer | ea |  | 330 | 0
| 150*100mm DICL FL Reducer | ea |  | 156 | 0
| 150mm DICL FL * SP Adapter | ea |  | 106.24 | 0
| 100mm DICL FL * SP Adapter | ea |  | 70.59 | 0
| 200mm DICL FL 90Deg Bend | ea |  | 516.35 | 0
| 150mm DICL FL 90Deg Bend | ea |  | 198.88 | 0
| 100mm DICL FL 90Deg Bend | ea |  | 108.71 | 0
| 200mm DICL FL TEE | ea |  | 672.65 | 0
| 150mm DICL FL TEE | ea |  | 228.24 | 0
| 100mm DICL FL TEE | ea |  | 128.24 | 0
| 200*150*200 DICL FL TEE | ea |  | 536.76 | 0
| 200*100*200 DICL FL TEE | ea |  | 576.47 | 0
| 150-100-150 DICL FL TEE | ea |  | 198.82 | 0
| 200mm DICL FL Pipe @ 1000 | ea |  | 898.82 | 0
| 200mm DICL FL Pipe @ 600 | ea |  | 640 | 0
| 200mm DICL FL Pipe @ 300 | ea |  | 355.29 | 0
| 150mm DICL FL Pipe @ 1000 | ea |  | 534.41 | 0
| 150mm DICL FL Pipe @ 600 | ea |  | 280 | 0
| 150mm DICL FL Pipe @ 450 | ea |  | 236.47 | 0
| 150mm DICL FL Pipe @ 300 | ea |  | 178.8 | 0
| 100mm DICL FL Pipe @ 1000 | ea |  | 362.35 | 0
| 100mm DICL FL Pipe @ 600 | ea |  | 144.71 | 0
| 100mm DICL FL Pipe @ 450 | ea |  | 135.88 | 0
| 100mm DICL FL Pipe @ 300 | ea |  | 76.47 | 0
| 150mm DICL FL Deadplate | ea |  | 67.65 | 0
| 100mm DICL FL Deadplate | ea |  | 43.53 | 0
|  | 0 |  | 0 | 0
| 200mm PE*DI Gasket Kit Complete | ea |  | 67.06 | 0
| 200mm DI*DI Gasket Kit Complete | ea |  | 46.71 | 0
| 150mm PE*DI Gasket Kit Complete | ea |  | 60 | 0
| 150mm DI*DI Gasket Kit Complete | ea |  | 42.35 | 0
| 100mm PE*DI Gasket Kit Complete | ea |  | 24.71 | 0
| 100mm DI*DI Gasket Kit Complete | ea |  | 20 | 0
|  | 0 |  | 0 | 0
| 150mm SS Gibault Adapter Coupling | ea |  | 108.71 | 0
| 100mm SS Gibault Adapter Coupling | ea |  | 87.06 | 0
| 180mm PE GRIPPER Adapter Coupling | ea |  | 305.88 | 0
| 125mm PE GRIPPER Adapter Coupling | ea |  | 182.35 | 0
| 180mm PE GRIPPER * 150FL Adapter Coupling | ea |  | 229.41 | 0
| 125mm PE GRIPPER * 100FL Adapter Coupling | ea |  | 152.94 | 0
| 180mm PE GRIPPER Sluice Valve | ea |  | 690 | 0
| 125mm PE GRIPPER Sluice Valve | ea |  | 408.47 | 0
|  | 0 |  | 0 | 0
| Detectable Tape - Fire x 250m | ea |  | 90 | 0
| Alcohol Weld Wipes | ea |  | 13.5 | 0
| Denzo Tape 100mm roll | ea |  | 27.14 | 0
| Black over-wrap tape - roll | ea |  | 27.14 | 0
0
| FIRE SERVICES - ABOVE GROUND |  |  |  | 0
| Description | Unit
| 150mm MED DUTY Galv Pipe | m |  | 43.8462 | 0
| 100mm MED DUTY Galv Pipe w/RG Ends | m |  | 28.4615 | 0
| 100mm Class B Copper Pipe | m |  | 106.2417 | 0
| 25mm Class B Copper Pipe | m |  | 59.82 | 0
|  | 0 |  | 0 | 0
| 150mm Galv RG Coupling | ea |  | 12.83 | 0
| 100mm Galv RG Coupling | ea |  | 7.55 | 0
| 150mm Galv RG TEE | ea |  | 35.5 | 0
| 100mm Galv RG TEE | ea |  | 16.93 | 0
| 150mm Galv RG BEND 90Deg | ea |  | 22.85 | 0
| 100mm Galv RG BEND 90Deg | ea |  | 10.62 | 0
| 150mm Galv RG BEND 45Deg | ea |  | 23.5 | 0
| 100mm Galv RG BEND 45Deg | ea |  | 11.4 | 0
| 150mm Galv RG x 100mm FLANGE Adapt | ea |  | 30.75 | 0
| 100mm Galv RG x 100mm FLANGE Adapt | ea |  | 23.21 | 0
| 150mm RG Butterfly Valve Geared Wheel | ea |  | 217.8 | 0
| 100mm RG Butterfly Valve Geared Wheel | ea |  | 169.4 | 0
|  | 0 |  | 0 | 0
| 150mm H-Pattern Booster Assembly Complete | ea |  | 2350 | 0
| Booster Cabinet - Compl with doors and stickers | ea |  | 1155 | 0
|  | 0 |  | 0 | 0
| 100mm Dual Pillar Hydrant Complete_ Flanged Base 1500 High w/landing Valves | ea | 1 | 365 | 365
| 100mm Dual Pillar Hydrant Complete_ RG Base 1500 High w/landing Valves_OPTION | ea |  | 365 | 0
| 65mm RG Landing Valve | ea |  | 90 | 0
| Red caps and chain - suit 65mm QLD Landing valve | ea |  | 5 | 0
| 36m Fire Hose Reel w/25mm isolation valve | ea |  | 125 | 0
| 25mm Isolation Ball Valve (for fire hose reel) valve only, with hose nozzle latch | ea |  | 39 | 0
|  | 0 |  | 0 | 0
| 150mm FL Testable Double Check Valve - Compl. w/Valves | ea |  | 3100.7 | 0
| 150mm FL RPZD Valve - Compl. w/Valves | ea |  | 4237.09 | 0
|  | 0 |  | 0 | 0
| 100mm FL Levered Butterfly Vlave | ea |  | 114.44 | 0
| 100mm Copper Crimp - TEE | ea |  | 219.36 | 0
| 100mm Copper Crimp - 90Deg Bend | ea |  | 135.09 | 0
| 100mm Copper Crimp - 45Deg Bend | ea |  | 125.77 | 0
| 100mm Copper Crimp - Straight Socket | ea |  | 83.25 | 0
| 100mm Copper Crimp - 100mm FL Adapter | ea |  | 52.25 | 0
| 80mm Copper Crimp - TEE | ea |  | 175.66 | 0
| 100mm*80mm Copper Crimp - REDUCER | ea |  | 164.08 | 0
|  | 0 |  | 0 | 0
| 32mm Fi Lockable Ball Valve | ea |  | 77.95 | 0
| 32mm Cu Crimp * 32mi Adapt | ea |  | 17.16 | 0
| 32mm Cu Crimp Coupling Straight | ea |  | 7.23 | 0
| 32mm Cu Crimp 90Deg Bend | ea |  | 14.31 | 0
| 32mm Cu Crimp 45Deg Bend | ea |  | 16.24 | 0
| 32mm*25mm Cu Crimp Reducer | ea |  | 14.36 | 0
| 25mm Fi Lockable Ball Valve | ea |  | 46.94 | 0
| 25mm Cu Crimp * 25mi Adapt | ea |  | 8.46 | 0
| 25mm Cu Crimp Coupling Straight | ea |  | 5.74 | 0
| 25mm Cu Crimp 90Deg Bend | ea |  | 7.7 | 0
| 25mm Cu Crimp 45Deg Bend | ea |  | 10.19 | 0
|  | 0 |  | 0 | 0
| 150mm Galv 2 Piece Weld-nut Bracket M12 | ea |  | 5.86 | 0
| 100mm Galv 2 Piece Weld-nut Bracket M12 | ea |  | 4.41 | 0
| 150 Galv 2 Piece Channel Clip | ea |  | 5.36 | 0
| 100 Galv 2 Piece Channel Clip | ea |  | 4.4 | 0
| 12mm Galv Threaded Rod | ea |  | 10.64 | 0
| Galv Braced Counter Lever Bracket - 450Long | ea |  | 20 | 0
| 003 Padlock | ea |  | 19.5 | 0
| 100mm DI*DI Gasket Kit Complete | ea |  | 20 | 0
FIRE SERVICES - Misc.
Description
| Decommisioning Material | ea |  | 1388 | 0
| Electrofusion PE Welder 25-250mmPE. Please detail Spec | ea |  | 0 | 0
| PE Butt Welder. Automatic. 125-250mmPE. Please detail Spec - HIRE | WEEK |  | 450 | 0
| Hand Roll Groover. 65-150mm. | ea |  | 0 | 0
| Delivery - To Rockhampton PIPE LENGTHS as quoted | ea |  | 2178.48 | 0
| Delivery - To Rockhampton Standard/Palletised items | ea |  | 2178.48 | 0
POTABLE WATER_MAINS & R'Ins
Description
| 125 HDPE PN16 SDR11 - BLUELINE | m |  | 34.5 | 0
| 75 HDPE PE100 PN 16 -Blueline | m |  | 12.31 | 0
| 63 HDPE PE100 PN 16 -Blueline | m | 6 | 9.66 | 57.96
| 63 HDPE PN12.5 SDR11 - BLUELINE | m |  | 4.63 | 0
| 50 HDPE PE100 PN 16 - BLUELINE | m | 14 | 5.4 | 75.6
| 40 HDPE PE100 PN16 Blue Line | m |  | 4.4 | 0
| 40 HDPE PN12.5 SDR11 - BLUELINE | m |  | 2.3621 | 0
| 32 HDPE PE100 PN 16 -Blueline | m |  | 2.1 | 0
| 25 HDPE PE100 PN16 - BLUELINE | m |  | 1.22 | 0
| 25 HDPE PN12.5 SDR11 - BLUELINE | m |  | 2.43 | 0
| EF COUPLER 125MM (EA) | m |  | 22 | 0
| TEE EQUAL PE100 E/F 125MM | ea |  | 57.75 | 0
| TEE PE100 E/F 125*63MM | ea |  | 139 | 0
| EF REDUCER 125 X 90MM | ea |  | 104.15 | 0
| EF REDUCER 125 X 63MM | ea |  | 26.1 | 0
| EF REDUCER 75 X 63MM | ea |  | 37.5 | 0
| EF REDUCER 63 X 50MM | ea |  | 35.93 | 0
| EF REDUCER 50 X 40MM | ea |  | 35 | 0
| EF REDUCER 40 X 32MM | ea |  | 35 | 0
| EF REDUCER 40 X 25MM | ea |  | 35 | 0
| EF REDUCER 32 X 25MM | ea |  | 20 | 0
| ELBOW PE100 E/F 125MM X 45D | ea |  | 50 | 0
| ELBOW PE100 E/F 125MM X 90D | ea |  | 54 | 0
| HDPE 63MM X 90 D ELBOW | ea |  | 15.55 | 0
| HDPE 50MM X 90 D ELBOW | ea |  | 15 | 0
| HDPE 40MM X 90 D ELBOW | ea |  | 10.87 | 0
| Reducing Tee 125mm x 90mm | ea |  | 55 | 0
| Reducing Tee 125mm x 32mm | ea |  | 55 | 0
| Reducing Tee 75mm x 63mm | ea |  | 35 | 0
| Reducing Tee 75mm x 50mm | ea |  | 35 | 0
| Reducing Tee 75mm x 32mm | ea |  | 35 | 0
| Reducing Tee 63mm x 50mm | ea | 1 | 35 | 35
| Reducing Tee 63mm x 32mm | ea |  | 35 | 0
| Reducing Tee 50mm x 40mm | ea |  | 35 | 0
| Reducing Tee 40mm x 25mm | ea |  | 35 | 0
| Reducing Tee 32mm x 25mm | ea |  | 35 | 0
| EF Reducer 50mm x 25mm | ea |  | 26 | 0
| 50mm Tee | ea |  | 35 | 0
| 40mm Tee | ea |  | 10.87 | 0
| 32mm Tee | ea |  | 35 | 0
| HDPE 32mm X 90 D ELBOW | ea |  | 20 | 0
| HDPE 25mm X 90 D ELBOW | ea |  | 20 | 0
| HDPE 25mm X 45 D ELBOW | ea |  |  | 0
| 25mm Tee | ea |  | 35 | 0
| 63MM HDPE X 50MM COPPER TRANSITION | ea | 1 | 50 | 50
| PE MAXI STUB FLANGE W/SS BK RING 125X 4" (EA) | ea |  | 102.5 | 0
| SLUICE VALVE PN16 T/D ACC FLNGD 100MM | ea |  | 235 | 0
| Valve Box - Cast Iron - Rectangle - Large - HD | ea |  | 100 | 0
| SADDLE TAPPING EF 125PE X 25PE | ea |  | 47.41 | 0
| SADDLE TAPPING EF 125PE X 32PE | ea |  | 41.69 | 0
| SADDLE TAPPING EF 125PE X 63PE | ea |  | 85.55 | 0
|  | ea |  |  | 0
| Detectable WATER Marker Tape - 250m | ea |  | 70 | 0
| WIPES WELDING PLASSON XL (120 PK) | ea |  | 19 | 0
| Paint Pen - WHITE | ea |  | 16 | 0
0
| 100 Cu Above Grnd |  |  |  | 0
| 50 Cu Above Grnd | m | 12 | 46.5 | 558
| 32 Cu Above Grnd | m |  | 32 | 0
| 32mm x25mm reducing tee | m |  | 19.98 | 0
| 25 Cu Above Grnd | ea | 6 | 21.5 | 129
| B-PRESS WATER EQUAL TEE 32MM (EA) | m |  | 17.52 | 0
| B-PRESS WATER ELBOW 90DEG X 25MM (EA) | ea | 4 | 15 | 60
| B-PRESS WATER EQUAL TEE 25MM (EA) | ea |  | 7.17 | 0
| 20 Cu Above Grnd | ea |  | 10.06 | 0
| B-PRESS WATER EQUAL TEE 20MM (EA) | m |  | 9.785 | 0
| 50mm Cu 10mm Nut Clip | ea |  | 5.61 | 0
| 32mm Cu 10mm Nut Clip | ea |  | 1.4 | 0
| 25mm Cu 10mm Nut Clip | ea |  | 1.38 | 0
| 20mm Cu 10mm Nut Clip | ea |  | 1.32 | 0
| 10mm Zinc Threaded Rod | ea |  | 1.24 | 0
|  | m |  | 5.1 | 0
| Kembla copper WATER ELBOW 90DEG X 32MM (EA) | EA |  | 14.31 | 0
| Kembla copper WATER ELBOW 90DEG X 25MM | ea |  | 7.17 | 0
| Kembla copper WATER ELBOW 90DEG X 20MM | ea |  | 3.76 | 0
0
0
0
0
HIDDEN |  |  |  |  | 0
| 63mm E/F PE 90 Deg Elb |  |  |  | 0
| 63mm E/F PE 45 Deg Elb | ea |  | 13.5 | 0
| 63mm E/F PE TEE | ea |  | 13.5 | 0
| 63x40x63 E/F PE TEE | ea |  | 9.5 | 0
| 63x32x63 E/F PE TEE | ea |  | 18.5 | 0
| 63x25x63 E/F PE TEE | ea |  | 18.5 | 0
| 63mm E/F PE Coupling | ea |  | 6 | 0
| 63x40 E/F PE Reducer Coupling | ea |  | 5.5 | 0
| 63x32 E/F PE Reducer Coupling | ea |  | 17.5 | 0
| 63x25 E/F PE Reducer Coupling | ea |  | 16.5 | 0
| 63PEx50Fi E/F PE Adapter | ea |  | 2.5 | 0
| 63PEx50Mi E/F PE Adapter | ea |  | 43.5 | 0
| 63PEx50Fi E/F PE Tramsiton Union | ea |  | 43.5 | 0
| 63PEx50Mi E/F PE Transition Union | ea |  | 45.5 | 0
| 40mm E/F PE 90 Deg Elb | ea |  | 76 | 0
| 40mm E/F PE 45 Deg Elb | ea |  | 11.5 | 0
| 40mm E/F PE TEE | ea |  | 11.5 | 0
| 40x32x40 E/F PE TEE | ea |  | 12 | 0
| 40x25x40 E/F PE TEE | ea |  | 18.5 | 0
| 40mm E/F PE Coupling | ea |  | 19.5 | 0
| 40x32 E/F PE Reducer Coupling | ea |  | 4.5 | 0
| 40x25 E/F PE Reducer Coupling | ea |  | 10.5 | 0
| 40PEx32Fi E/F PE Adapter | ea |  | 14.5 | 0
| 40PEx32Mi E/F PE Adapter | ea |  | 28.5 | 0
| 40PEx32Fi E/F PE Tramsiton Union | ea |  | 29.5 | 0
| 40PEx32Mi E/F PE Transition Union | ea |  | 36 | 0
| 32mm E/F PE 90 Deg Elb | ea |  | 54 | 0
| 32mm E/F PE 45 Deg Elb | ea |  | 10.5 | 0
| 32mm E/F PE TEE | ea |  | 10 | 0
| 32x25x32 E/F PE TEE | ea |  | 5.5 | 0
| 32mm E/F PE Coupling | ea |  | 18 | 0
| 32x25 E/F PE Reducer Coupling | ea |  | 4.5 | 0
| 32PEx25Fi E/F PE Adapter | ea |  | 6.5 | 0
| 32PEx25Mi E/F PE Adapter | ea |  | 25.5 | 0
| 32mm E/F PE End Cap | ea |  | 22.5 | 0
| 32mm E/F PE End Plug | ea |  | 8.5 | 0
| 25mm E/F PE 90 Deg Elb | ea |  | 6.5 | 0
| 25mm E/F PE 45 Deg Elb | ea |  | 10.5 | 0
| 25mm E/F PE TEE | ea |  | 0 | 0
| 25mm E/F PE Coupling | ea |  | 4.5 | 0
| 25PEx25Fi E/F PE Adapter | ea |  | 4 | 0
| 25PEx25Mi E/F PE Adapter | ea |  | 17 | 0
| 25PEx20Fi E/F PE Adapter | ea |  | 17.5 | 0
| 25PEx20Mi E/F PE Adapter | ea |  | 4.5 | 0
| 25mm E/F PE End Cap | ea |  | 2 | 0
| 25mm E/F PE End Plug | ea |  | 8.5 | 0
HIDDEN |  | ea |  | 4 | 0
| 100mm CU Crimp 90 DEG FxF Elbow |  |  |  | 0
| 100mm CU Crimp 45 DEG FxF Elbow | ea |  | 137 | 0
| 100mm CU Crimp Tee | ea |  | 139.5 | 0
| 100x50x100 CU Crimp Tee | ea |  | 183 | 0
| 100x50 CU Crimp Reducer | ea |  | 184.5 | 0
| 100mm CU Crimp Repair Coupling | ea |  | 56 | 0
| 100mm CU Crimp Coupling | ea |  | 103 | 0
| 100Cu x 100Flange CU Crimp Coupling | ea |  | 95 | 0
| 50mm CU Crimp 90 DEG FxF Elbow | ea | 5 | 45.02 | 225.1
| 50mm CU Crimp 45 DEG FxF Elbow | ea |  | 33.5 | 0
| 50mm CU Crimp Tee | ea |  | 33 | 0
| 50x40x50 CU Crimp Tee | ea |  | 60.5 | 0
| 50x40x40 CU Crimp Tee | ea |  | 61 | 0
| 50x32x50 CU Crimp Tee | ea |  | 65 | 0
| 50x32x32 CU Crimp Tee | ea |  | 65 | 0
| 50x32x40 CU Crimp Tee | ea |  | 65 | 0
| 50x25x50 CU Crimp Tee | ea |  | 65 | 0
| 50x20x50 CU Crimp Tee | ea |  | 45 | 0
| 50x15x50 CU Crimp Tee | ea |  | 55 | 0
| 50x40 CU Crimp Reducer | ea |  | 55 | 0
| 50x32 CU Crimp Reducer | ea |  | 21.5 | 0
| 50x25 CU Crimp Reducer | ea |  | 25 | 0
| 50x20 CU Crimp Reducer | ea |  | 22 | 0
| 50x15 CU Crimp Reducer | ea |  | 22 | 0
| 50Cu x 50Mi CU Crimp Adapter | ea |  | 22 | 0
| 50Cu x 50Fi CU Crimp Adapter | ea |  | 78 | 0
| 50mm CU Crimp Repair Coupling | ea |  | 89 | 0
| 50mm CU Crimp Coupling | ea |  | 21 | 0
| 50Cu x 50Flange CU Crimp Coupling | ea |  | 21 | 0
| 50mm CU Crimp Cap | ea |  | 0 | 0
| 50Cu x W69/Barrell Barrell Union CU Crimp | ea |  | 0 | 0
| 40mm CU Crimp 90 DEG FxF Elbow | ea |  | 0 | 0
| 40mm CU Crimp 45 DEG FxF Elbow | ea |  | 0 | 0
| 40mm CU Crimp 90 DEG MxF Elbow | ea |  | 0 | 0
| 40mm CU Crimp 45 DEG MxF Elbow | ea |  | 0 | 0
| 40mm CU Crimp Tee | ea |  | 0 | 0
| 40x32x40 CU Crimp Tee | ea |  | 0 | 0
| 40x32x32 CU Crimp Tee | ea |  | 0 | 0
| 40x32x25 CU Crimp Tee | ea |  | 0 | 0
| 40x25x40 CU Crimp Tee | ea |  | 0 | 0
| 40x25x20 CU Crimp Tee | ea |  | 0 | 0
| 40x20x40 CU Crimp Tee | ea |  | 0 | 0
| 40x15x40 CU Crimp Tee | ea |  | 0 | 0
| 40x32 CU Crimp Reducer | ea |  | 0 | 0
| 40x25 CU Crimp Reducer | ea |  | 0 | 0
| 40x20 CU Crimp Reducer | ea |  | 0 | 0
| 40x15 CU Crimp Reducer | ea |  | 0 | 0
| 40Cu x 40Mi CU Crimp Adapter | ea |  | 0 | 0
| 40Cu x 40Fi CU Crimp Adapter | ea |  | 0 | 0
| 40mm CU Crimp Repair Coupling | ea |  | 0 | 0
| 40mm CU Crimp Coupling | ea |  | 0 | 0
| 40Cu x 40Flange CU Crimp Coupling | ea |  | 0 | 0
| 40mm CU Crimp Cap | ea |  | 0 | 0
| 40Cu x W69/Barrell Barrell Union CU Crimp | ea |  | 0 | 0
| 32mm CU Crimp 90 DEG FxF Elbow | ea |  | 0 | 0
| 32mm CU Crimp 45 DEG FxF Elbow | ea |  | 0 | 0
| 32mm CU Crimp 90 DEG MxF Elbow | ea |  | 0 | 0
| 32mm CU Crimp 45 DEG MxF Elbow | ea |  | 0 | 0
| 32mm CU Crimp Tee | ea |  | 0 | 0
| 32x25x32 CU Crimp Tee | ea |  | 18.54 | 0
| 32x25x20 CU Crimp Tee | ea |  | 0 | 0
| 32x20x32 CU Crimp Tee | ea |  | 0 | 0
| 32x20x20 CU Crimp Tee | ea |  | 18.35 | 0
| 32x20x15 CU Crimp Tee | ea |  | 0 | 0
| 32x15x32 CU Crimp Tee | ea |  | 0 | 0
| 32x15x25 CU Crimp Tee | ea |  | 0 | 0
| 32x15x20 CU Crimp Tee | ea |  | 0 | 0
| 32x15x15 CU Crimp Tee | ea |  | 0 | 0
| COUPLING RED CU KEMPRESS WATER 32MM X 25MM | ea |  | 0 | 0
| 32x20 CU Crimp Reducer | ea |  | 16.33 | 0
| 32x15 CU Crimp Reducer | ea |  | 0 | 0
| 32Cu x 32Mi CU Crimp Adapter | ea |  | 0 | 0
| 32Cu x 32Fi CU Crimp Adapter | ea |  | 0 | 0
| 32mm CU Crimp Repair Coupling | ea |  | 0 | 0
| 32mm CU Crimp Coupling | ea |  | 0 | 0
| 32mm CU Crimp Cap | ea |  | 0 | 0
| 32Cu x W69/Barrell Barrell Union CU Crimp | ea |  | 0 | 0
| 25mm CU Crimp 90 DEG FxF Elbow | ea |  | 0 | 0
| 25mm CU Crimp 45 DEG FxF Elbow | ea |  | 0 | 0
| 25mm CU Crimp 90 DEG MxF Elbow | ea |  | 0 | 0
| 25mm CU Crimp 45 DEG MxF Elbow | ea |  | 0 | 0
| 25mm CU Crimp Tee | ea |  | 0 | 0
| 25x20x25 CU Crimp Tee | ea |  | 0 | 0
| 25x20x20 CU Crimp Tee | ea |  | 0 | 0
| 25x20x15 CU Crimp Tee | ea |  | 0 | 0
| 25x15x25 CU Crimp Tee | ea |  | 0 | 0
| 25x15x20 CU Crimp Tee | ea |  | 0 | 0
| 25x15x15 CU Crimp Tee | ea |  | 0 | 0
| 25x20 CU Crimp Reducer | ea |  | 0 | 0
| 25x15 CU Crimp Reducer | ea |  | 0 | 0
| 25Cu x 25Mi CU Crimp Adapter | ea |  | 0 | 0
| 25Cu x 25Fi CU Crimp Adapter | ea |  | 0 | 0
| 25mm CU Crimp Repair Coupling | ea |  | 0 | 0
| 25mm CU Crimp Coupling | ea |  | 0 | 0
| 25mm CU Crimp Cap | ea |  | 0 | 0
| 25Cu x W69/Barrell Barrell Union CU Crimp | ea |  | 0 | 0
| 20mm CU Crimp 90 DEG FxF Elbow | ea |  | 0 | 0
| 20mm CU Crimp 45 DEG FxF Elbow | ea |  | 0 | 0
| 20mm CU Crimp 90 DEG MxF Elbow | ea |  | 0 | 0
| 20mm CU Crimp 45 DEG MxF Elbow | ea |  | 0 | 0
| 20mm CU Crimp Tee | ea |  | 0 | 0
| 20x15x20 CU Crimp Tee | ea |  | 5.61 | 0
| 20x15x15 CU Crimp Tee | ea |  | 0 | 0
| 20x15 CU Crimp Reducer | ea |  | 0 | 0
| 20Cu x 20Mi CU Crimp Adapter | ea |  | 0 | 0
| 20Cu x 20Fi CU Crimp Adapter | ea |  | 0 | 0
| 20mm CU Crimp Repair Coupling | ea |  | 0 | 0
| 20mm CU Crimp Coupling | ea |  | 0 | 0
| 20mm CU Crimp Cap | ea |  | 0 | 0
| 20Cu x W69/Barrell Barrell Union CU Crimp | ea |  | 0 | 0
| 15mm CU Crimp 90 DEG FxF Elbow | ea |  | 0 | 0
| 15mm CU Crimp 45 DEG FxF Elbow | ea |  | 0 | 0
| 15mm CU Crimp 90 DEG MxF Elbow | ea |  | 0 | 0
| 15mm CU Crimp 45 DEG MxF Elbow | ea |  | 0 | 0
| 15mm CU Crimp Tee | ea |  | 0 | 0
| 15Cu x 15Mi CU Crimp Adapter | ea |  | 0 | 0
| 15Cu x 15Fi CU Crimp Adapter | ea |  | 0 | 0
| 15Cu Fi BP, wall elbow | ea |  | 0 | 0
| 15Cu Mi BP, Wall elbow - 90 Long | ea |  | 0 | 0
| 15Cu Mi BP, Wall elbow - 120+ Long | ea |  | 0 | 0
| 15mm CU Crimp Repair Coupling | ea |  | 0 | 0
| 15mm CU Crimp Coupling | ea |  | 0 | 0
| 15mm CU Crimp Cap | ea |  | 0 | 0
| 15Cu x W69/Barrell Barrell Union CU Crimp | ea |  | 0 | 0
| 50mm Ball Valve Fi | ea |  | 0 | 0
| 40mm Ball Valve Fi | ea |  | 0 | 0
| 32mm Ball Valve Fi | ea |  | 0 | 0
| 25mm Ball Valve Fi | ea |  | 26.25 | 0
| 20mm Ball Valve Fi | ea |  | 0 | 0
| 15mm Ball Valve Fi | ea |  | 0 | 0
| 50mm Mi BRS Nipple | ea |  | 0 | 0
| 50mm Fi BRS Socket | ea |  | 0 | 0
| 50mm Mi BRS Union | ea |  | 0 | 0
| 50mm Fi BRS Union | ea |  | 0 | 0
| 50mm BRS Plug | ea |  | 0 | 0
| 50mm BRS Cap | ea |  | 0 | 0
| 40mm Mi BRS Nipple | ea |  | 0 | 0
| 40mm Fi BRS Socket | ea |  | 0 | 0
| 40mm Mi BRS Union | ea |  | 0 | 0
| 40mm Fi BRS Union | ea |  | 0 | 0
| 40mm BRS Plug | ea |  | 0 | 0
| 40mm BRS Cap | ea |  | 0 | 0
| 32mm Mi BRS Nipple | ea |  | 0 | 0
| 32mm Fi BRS Socket | ea |  | 0 | 0
| 32mm Mi BRS Union | ea |  | 0 | 0
| 32mm Fi BRS Union | ea |  | 0 | 0
| 32mm BRS Plug | ea |  | 0 | 0
| 32mm BRS Cap | ea |  | 0 | 0
| 25mm Mi BRS Nipple | ea |  | 0 | 0
| 25mm Fi BRS Socket | ea |  | 0 | 0
| 25mm Mi BRS Union | ea |  | 0 | 0
| 25mm Fi BRS Union | ea |  | 0 | 0
| 25mm BRS Plug | ea |  | 0 | 0
| 25mm BRS Cap | ea |  | 0 | 0
|  | ea |  | 0 | 0
| 20mm pex Pipe - Black |  |  | 0 | 0
| 15mm Pex pipe - Black | m |  | 0 | 0
| 15mm Pex pipe - Red | m |  | 0 | 0
| 20 pex Elbow | m |  | 0 | 0
| 20 Pex TEE | ea |  | 0 | 0
| 20x15 Pex TEE | ea |  | 0 | 0
| 20 PEX Mi Adapter | ea |  | 0 | 0
| 20 PEX Fi Adapter | ea |  | 0 | 0
| 20x15 Pex Reducer | ea |  | 0 | 0
| 20 PEXxCU Crimp conversion coupling | ea |  | 0 | 0
| 20 PEX Straight coupling | ea |  | 0 | 0
| 15 Pex Elbow | ea |  | 0 | 0
| 15 Pex TEE | ea |  | 0 | 0
| 15 PEXMi Adapter | ea |  | 0 | 0
| 15 PEX Fi Adapter | ea |  | 0 | 0
| 15 PEX Fi BP, wall elbow | ea |  | 0 | 0
| 15 PEX Mi BP, Wall elbow - 90 Long | ea |  | 0 | 0
| 15 PEX Mi BP, Wall elbow - 120+ Long | ea |  | 0 | 0
| 15 PEXxCU Crimp conversion coupling | ea |  | 0 | 0
| 15 PEX Straight coupling | ea |  | 0 | 0
|  | ea |  | 0 | 0
| Hose Taps Complete |  |  | 56 | 0
| 100 FL DICL SLUICE VALVE | ea |  | 202.94 | 0
| 125PE*4" (100mm) - MaxiStub W/Stainless Steel Backing Ring | ea |  | 92.67 | 0
| 100mm PE*DI Gasket Kit Complete Parts & Labour | ea |  | 24.71 | 0
| 100mm DI*DI Gasket Kit Complete | ea |  | 20 | 0
| Valve Spindle Riser - 600Long | ea |  | 136.94 | 0
| 100mm Dual Pillar Hydrant Complete_ RG Base 1500 High w/landing Valves_OPTION | ea |  | 365 | 0
| 125mm PE x 100mm GALV ADAPTER - Acutech Brand | ea |  | 201.43 | 0
| Red caps and chain - suit 65mm QLD Landing valve | ea |  | 5 | 0
| RPZD 32mm | ea |  | 853 | 0
| RPZD 20mm | ea |  | 503 | 0
| RPZD 100mm | ea |  | 1809.63 | 0
| Office - Water & Rough IN | ea |  | 1650 | 0
| Ofice - NOGINS & Fixings | ea |  | 160 | 0
| Safety shr fittings | ea |  | 750 | 0
| In Grnd Fittings misc | ea |  | 450 | 0
| Abv Grnd Fittings misc | ea |  | 1250 | 0
| HWU quickie kit | ea |  | 190 | 0
| TMV | ea |  | 412.59 | 0
| 20mm Isolavtive valve | ea |  | 50 | 0
| 450 SQ PIT | ea |  | 30 | 0
| Dock Office Water Mat | ea |  | 1850 | 0
| 25mm RPZD | ea |  | 1800 | 0
| misc. | ea |  | 3800 | 0
| 150mm isolation valve in valve pit (connect to authority watermain ) | ea |  | 371.37 | 0
| 25mm DCW Isolation vlave in valve pit with path box cover | ea |  | 469.04 | 0
| 25mm water meter in tamper steel cage with isolative valves in both side | ea |  | 659.8 | 0
| TMV in Box | ea |  | 587.96 | 0
| 100 mm Water meter | ea |  | 641.58 | 0
| 63 Valve in Pit | ea | 1 | 80 | 80
| 32 valve in pit | ea |  | 50 | 0
| 50mm control valve | ea |  | 31.71 | 0
| TLV under basin | ea |  | 146.09 | 0
| AUTOMATIC TRAP PRIMER | ea |  | 99.49 | 0
SEWER DRAINAGE -
Description
| PIPE DWV PVC S/WELD 150MM - In Grnd | m |  | 14.49 | 0
| PIPE DWV SN8 PVC S/WELD 100MM | m | 16 | 9.5496 | 152.7936
| 150MM * 45D PVC JUNCTION | ea |  | 9.66 | 0
| 100MM * 45D PVC JUNCTION | ea | 4 | 4.7886 | 19.1544
| 150MM X 100MM 45D PVC JUNCTION | ea |  | 13.8 | 0
| 100*50 PVC DWV JUNCTION | ea |  | 6.5274 | 0
| 100MM * 65 PVC PVC JUNCTION | ea |  | 8.5974 | 0
| 150MM X 45 Deg Bend | ea |  | 6.9 | 0
| 150MM X 90 Deg Bend | ea |  | 6.9 | 0
| 100MM X 90Deg Bend | ea | 5 | 2.5668 | 12.834
| 100MM X 45Deg Bend | ea | 1 | 2.3308 | 2.3308
| DWV PIPE REDUCER 150X100mm | ea |  | 5.52 | 0
| DWV PIPE REDUCER 100 X 50mm | ea |  | 2.6772 | 0
| PIPE DWV PVC S/WELD 100MM - In Grnd | m |  | 6.9 | 0
| PIPE DWV PVC S/WELD 65MM - In Grnd | m |  | 5.52 | 0
| 63 HDPE PN12.5 SDR11 - BLACK or CREAM - In Grnd | m |  | 8.7354 | 0
| PIPE DWV PVC S/WELD 50mm | m |  | 3.726 | 0
| PIPE DWV PVC S/WELD 40mm | m |  | 2.898 | 0
| DWV BEND 65X 90 DEG | ea |  | 2.3322 | 0
| DWV BEND 40 X 85 DEG | ea |  | 4.14 | 0
| DWV BEND 50 X 45 DEG | ea |  | 0.9384 | 0
| DWV BEND 50 X85 DEG | ea |  | 11.7162 | 0
| 50mm Condensate INSULATION | m |  | 14 | 0
| 100mm Condensate INSULATION | m |  | 6 | 0
0
| 150mm - Gas Tight H/D Cast Iron Clearout (Peepeye) | ea |  | 40 | 0
| 150mm Clear Out Cover - L/D - Brass | ea |  | 30 | 0
| 100mm - Gas Tight H/D Cast Iron Clearout (Peepeye) | ea | 1 | 33 | 33
| 100mm Clear Out Cover - L/D - Brass | ea | 1 | 23.26 | 23.26
| 100 mm Inspection Opening | ea |  | 50 | 0
| 100mm Trapped point - 100mm Gully Trap | ea |  | 7.65 | 0
| FWG - 100mm Gully Trap | ea |  | 7.65 | 0
| FWG - 100mm 4-way Riser | ea |  | 13.59 | 0
| FWG - Grate - Tile Insert 100*100 Chrome Plated | ea |  | 0 | 0
| In-Wall TD & View Panel - SS | ea |  | 75 | 0
0
| 100mm PVC 10mm nut hanging clip | ea |  | 2 | 0
| 50mm PVC 10mm nut hanging clip | ea |  | 1.5 | 0
| 10mm Zinc Threaded Rod | m |  | 0 | 0
0
| Glue - Blue - 4Ltr | ea |  | 26.4 | 0
| Primer - Red - 4Ltr | ea |  | 23 | 0
| Detectable SEWER Marker Tape - 250m | ea |  | 75 | 0
| 100mm AbleFlex Roll | ea |  | 22 | 0
| Concrete Mix bag | ea |  | 10 | 0
0
| External Sewer Mains fitting | ea |  | 520 | 0
| Vents Complete | ea |  | 230 | 0
| Office Drainage mat | ea |  | 2800 | 0
| Dock Office Drainage Mat | ea |  | 950 | 0
| misc. | ea |  | 1250 | 0
| Overflow Gully | ea |  | 200 | 0
| Tundish with HT | ea |  | 60 | 0
| COS | ea |  | 120 | 0
| Tundish | ea |  | 61.33 | 0
| SIVEL EXPANSION JOINT | ea | 4 | 100 | 400
| FWG-130x130 STAINLESS STEEL GRATE WITH 80Ø VERTICAL OUTLET. SPS MODEL Q130/80SR | ea | 1 | 250 | 250
| FWG/BT - 200x200 PUSH IN BASKET TRAP WITH 316 STAINLESS STEEL GRATE CLASS 'C' SPS MODEL Q200 SR6-BT WITH FIXED SECONDARY STRAINER | ea |  | 250 | 0
| Fire Collars & Misc | ea |  | 300 | 0
| plaster /slip trap | ea |  | 1200 | 0
STORMWATER DRAINAGE
Description
| PIPE 600MM - RIBBED | m |  | 165.6 | 0
| PIPE 450MM - RIBBED | m |  | 89.7 | 0
| PIPE 375MM - RIBBED BLACK MAX | m |  | 66.24 | 0
| PIPE 300MM - RIBBED BLACK MAX | m |  | 0 | 0
| PIPE DWV SN8 PVC S/WELD 375MM | m |  | 85.1046 | 0
| PIPE DWV SN8 PVC S/WELD 300MM | m |  | 84.18 | 0
| PIPE DWV SN4 PVC S/WELD 300MM | m |  | 68.77 | 0
| PIPE SW H/D PVC S/WELD 300MM | m |  | 55.2 | 0
| PIPE DWV SN8 PVC S/WELD 225MM | m |  | 55.2 | 0
| PIPE DWV SN4 PVC S/WELD 225MM | m |  | 42.78 | 0
| PIPE SW H/D PVC S/WELD 225MM | m |  | 32.66 | 0
| PIPE DWV SN8 PVC S/WELD 150MM | m |  | 19.55 | 0
| PIPE DWV SN4 PVC S/WELD 150MM | m |  | 16.1 | 0
| PIPE DWV SN8 PVC S/WELD 150MM - Suspended | m |  | 19.55 | 0
| PIPE DWV SN4 PVC S/WELD 150MM | m |  | 16.56 | 0
| PIPE DWV SN8 PVC S/WELD 100MM | m |  | 6.693 | 0
| PIPE DWV SN4 PVC S/WELD 100MM | m |  | 6.9 | 0
| PIPE DWV SN8 PVC S/WELD 50MM | m |  | 6.693 | 0
|  |  |  | 0 | 0
| DWV Grade Option |  |  | 0 | 0
|  | ea |  | 0 | 0
| 600*225 Ribbed Saddle | ea |  | 676.2 | 0
| 600*45Deg RIBBED Bend | ea |  | 897 | 0
| 600*450 Ribbed Reducer | ea |  | 1518 | 0
| 450*375 Ribbed*PVC Reducer | ea |  | 634.8 | 0
| 450 45 Deg ribbed Bend | ea |  | 800.4 | 0
| 450 * 225 Ribbed Saddle | ea |  | 441.6 | 0
| 375mm X 45Deg Junction | ea |  | 579.6 | 0
| 375X300X45D PVC JUNCTION | ea |  | 776.0982 | 0
| 375X225X45D PVC JUNCTION | ea |  | 777.4782 | 0
| 375MM X 300MM Reducer | ea |  | 524.4 | 0
| 375MM X 225MM Reducer | ea |  | 496.8 | 0
| 375MM X 90Deg Bend | ea |  | 745.2 | 0
| 375MM X 45Deg Bend | ea |  | 621 | 0
| 300MM * 45D PVC JUNCTION | ea |  | 496.8 | 0
| 300X225X45D PVC JUNCTION | ea |  | 441.6 | 0
| 300MM X 225MM Reducer | ea |  | 262.2 | 0
| 300MM X 90Deg Bend | ea |  | 345 | 0
| 300MM X 45Deg Bend | ea |  | 262.2 | 0
| 300MM X 150 Junction | ea |  | 455.4 | 0
| 225MM * 45D PVC JUNCTION | ea |  | 117.645 | 0
| 225X150X45D PVC JUNCTION | ea |  | 289.8 | 0
| 225MM X 90Deg Bend | ea |  | 85.56 | 0
| 225MM X 45Deg Bend | ea |  | 84.18 | 0
| 225MM X 150MM Reducer | ea |  | 62.1 | 0
| 150 PVC DWV 45Deg Junct | ea |  | 24.84 | 0
| 150MM X 90Deg Bend | ea |  | 22.08 | 0
| 150MM X 45Deg Bend | ea |  | 16.56 | 0
| 150X100X45D PVC JUNCTION | ea |  | 22.08 | 0
| PVC PIPE REDUCER 150X 100 mm | ea |  | 22.08 | 0
| 100MM * 45D PVC JUNCTION | ea |  | 6.486 | 0
| 100X50 X45D PVC JUNCTION | ea |  | 22.08 | 0
| PVC PIPE REDUCER 100X 50 mm | ea |  | 22.08 | 0
| 100MM X 90Deg Bend | ea |  | 16.56 | 0
| 100MM X 45Deg Bend | ea |  | 16.56 | 0
| 50 PVC X 45D PVC JUNCTION | ea |  | 19.32 | 0
| 50MM X 90Deg PVC Bend | ea |  | 0.897 | 0
| 50MM X 45Deg PVC Bend | ea |  | 0.897 | 0
|  |  |  | 0 | 0
|  |  |  | 0 | 0
| 150mm PVC 10mm nut hanging clip | ea |  | 2.622 | 0
| 10mm Zinc Threaded Rod | m |  | 2.76 | 0
| Glue - Blue - 4Ltr | ea |  | 36.432 | 0
| Primer - Red - 4Ltr | ea |  | 31.74 | 0
|  |  |  | 0 | 0
| SW_RRJ (RIBBED) Fittings |  |  | 0 | 0
|  |  |  | 0 | 0
| 375MM X 45Deg Bend | ea |  | 362.1396 | 0
| DN 375 X DN150 45 DEG BLACKMAX REDUCING JUNCTION (PVC FAB) | ea |  | 828 | 0
| DN375 x dn225 BlackMax® Reducing Adaptor FF RRJ x DWV SWJ (PVC Fab) | ea |  | 552 | 0
|  |  |  | 0 | 0
| DN 300 X DN150 45 DEG BLACKMAX REDUCING JUNCTION (PVC FAB) | ea |  | 690 | 0
| DN300 BLACK MAX 45 DEG BEND | ea |  | 414 | 0
| DN300 x dn225 BlackMax® Reducing Adaptor FF RRJ x DWV SWJ (PVC Fab) | ea |  | 414 | 0
| DN300 BLACK MAX 45 DEG BEND | ea |  | 414 | 0
|  | ea |  | 0 | 0
| 150mm Cap | ea |  | 20.7 | 0
| 150mm expansion coupler | ea |  | 110.4 | 0
| 450X450 GRATED SW GULLY | ea |  | 180 | 0
FITOFF
| Fit-Off Material; Ground & First Floor - | ea | 10 | 180 | 1800
| Fit-Off Material; Ground & First Floor - | ea |  | 0 | 0
SUB TOTALS
42703.3138
|  |  |  | Contingency | 1.18
|  |  |  | Deliveries | 3650
TOTALS
54039.9103
Excavation/Quarry/Misc/ Takeoff.
|  | Qty | Unit
| Avrg Trench = .900D*.450W | 36 | m
| L/M Of Asphalt Reinstate | 0 | m
| M2 Of Asphalt Reinstate | 0 | m2
| L/M Of CBR Reinstate | 0 | m
| L/M of Inground Pipe (Average Depth) | 36 | m
| L/M of Inground Pipe (Deeper Than Average Depth) |  | m
| Avergage of trtenches 'Shared'…. Shared trench Factor | 0.1 | m
| SEWER / SW / TW - InGrnd |  | m | 0%
| WAT / FIRE - InGrnd |  | m | 0%
| SPK - InGrnd |  | m | 0%
|  | D | W | L | Spoil/Compact Factor; | Shared Trench Factor | Total m3 - EXCAVATED | Total M3 - Bed, Pipe, Cover reduction | Total M3 - Backfill Req (Less Bed&Pipe) | Total M3 - Spoil - REMOVE | TCS Load - Haulage & dump rate only
| L/M of Inground Pipe (Average Depth) | 0.95 | 0.6 | 36 | 1.3 | 0.1 | 24.624
| L/M of Inground Pipe (Deeper Than Average Depth) | 1.1 | 0.5 | 0 | 1.3 | 0 | 0
| L/M of Bed, Pipe, Cover material reduction (Average Depth) | 0.35 | 0.6 | 36 | 0 | 0.1 |  | 6.804
| L/M of Bed, Pipe, Cover material reduction (Deeper Than Average Depth) | 0.2 | 0.5 | 0 | 0 | 0 |  | 0
| L/M of BACKFILL required (Average Depth) | 0.95 | 0.6 | 36 | 1.3 | 0.1 |  |  | 17.82
| L/M of BACKFILL required (Deeper Than Average Depth) | 1.1 | 0.5 | 0 | 1.3 | 0 |  |  | 0
[10 empty] | QTY | Rate | Total
[7 empty] | 24.624 | 6.804 | 17.82 | 6.804 | 15 | 102.06
| Thrust Block Concrete | m3/TB | Qty | Total m3 | Contingency | Total m3 | Total Cost
|  | 0.1 |  | 0 | 1.1 | 0 | 0
Quarry & Concrete Product
1.4
| Description | Unit/LM | Unit | Rate | Rate/LM |  |  | QTY | Shared Trench Factor | Total Req. | Total | Contingency | TOTAL | Drainage Use | Fire/WAT Use | SPK Use
| 5-7mm Stone | 0.203 | Ton | 62 | 12.586 |  |  | 7.308 | 0.1 | 6.5772 | 407.7864 | 163.1146 | 570.901 | 0
| 5-7mm Stone | 0.14 | m3 | 62 | 16.926
| 10-12mm Stone | 0.45 | Ton | 62 | 27.9 |  |  | 0 |  |  | 0 |  | 0
| 80-110mm Stone | 0 | Ton | 25 | 0 |  |  | 0 |  |  | 0 |  | 0
| Medium River / Bed Sand | 0.225 | Ton | 62 | 13.95 |  |  | 8.1 | 0.1 | 7.29 | 451.98 | 180.792 | 632.772 |  | 0 | 0
| Medium River / Bed Sand | 0.14 | m3 | 62 | 13.02
| CBR15 Road Base | 0.36 | Ton | 27 | 9.72 |  |  | 0 |  |  | 0 |  | 0
| CBR45 | 0.36 | Ton | 30 | 10.8 |  |  | 0 |  |  | 0 |  | 0
| LEANMIX | 0.3 | m3 | 0 | 0 |  |  | 0 |  |  | 0 |  | 0
|  |  |  | TCS | Q2
| Description |  | Unit | Rate | Rate
| 5-7mm Stone |  | T | 62 | 31
| 10-12mm Stone |  | T | 62 | 39
| 80-110mm Stone |  | T | 25 | 29
| Medium River / Bed Sand |  | T | 62 | 26
| CBR15 Road Base |  | T | 48 | 27
| CBR45 |  | T | 50 | 30
| LEANMIX_20mm-12:1 |  | M3 | 168 | 0
| Concrete_25/20/80 |  | M3 | 153 | 0

## ROK019
Project:
Tricore -
Stage 1 Version 1
Item
1 | Complete -
Labour
| DAY | [7 empty] | april 2026 direct impact Increase % (not contigency)
| TRADESMAN_LEADING HAND | Day |  | 1231.1429 | 0
| TRADESMAN_PLUMBER_OPERATOR | Day |  | 941.1647 | 0 |  |  |  |  | PE Pipe & Fitting | 38% | 1.38
| T/A & Apprentice | Day |  | 768.0651 | 0 |  |  |  |  | PVC Pipe & Fittings | 38% | 1.38
| Crew #1 - InGround Drainage | Day |  | 2650.3945 | 0 |  |  |  |  | Subby Rates | 15% | 1.15
| Crew #2 - InGround Water/Fire | Day |  | 2650.3945 | 0 |  |  |  |  | Delivey Rate | 20% | 1.2
| Crew #3 - Above Ground Drainage | Day | 9 | 2650.3945 | 23853.5508
| Crew #4 - Above Ground WATER/FIRE | Day | 13 | 2650.3945 | 34455.129
| Crew #5 - Above Ground FitOff / Misc | Day | 8 | 2650.3945 | 21203.1563
| Crew #6 - DEMO | Day | 9 | 1709.2298 | 15383.0683
HOUR
| TRADESMAN_LEADING HAND | HR | 0 | 123.1143 | 0
| TRADESMAN_PLUMBER_OPERATOR | HR | 0 | 94.1165 | 0
| T/A & Apprentice | HR | 0 | 76.8065 | 0
| Crew #1 - InGround Drainage | HR | 0 | 265.0395 | 0
| Crew #2 - InGround Water/Fire | HR | 0 | 265.0395 | 0
Demolition & Reinstatement
DEMO
| Asphalt Cutting | m |  | 15.525 | 0
| Concrete Cutting | m |  | 18.4 | 0
| Con Cut Establishemnt Fee | ea |  | 92 | 0
REINSTATE - CONCRETE
| Road/Drveway Reinstate; 1mW x 150 Thck, N25/20/80, Incl Reinforcement | m |  | 145 | 0
| Kerb & Channel - 1m Wide | ea |  | 155 | 0
| Footpath - 1.5mW, N25/20/80, Incl Reinforcement | lm |  | 180 | 0
| Footpath - 1.5mW, EXPOSED AGG, N25/20/80, Incl Reinforcement | lm |  | 185 | 0
REINSTATE - ASPHALT
| 50mm Thck - Trench Reinstatement Through Road/Driveway | m2 |  | 97 | 0
| 50mm Thck - 1.5-2m Wide Footpath reinstatements | m2 |  | 97 | 0
| Establishment Fee (1 per stage) | Ea |  | 5500 | 0
Equipment & Hire - INCL WET PLANT HIRE
PLANT HIRE - WET
| 1.8T Excavator | Hr |  | 100 | 0
| 3-5 ton Excavator | Hr |  | 115 | 0
| 3-5T Combo | Hr |  | 154 | 0
| Hammer attachment 3.5-4T | Hr |  | 21 | 0
| Ripper 3.5-4T | Hr |  | 10 | 0
| 5t Excavator | Hr |  | 150 | 0
| Hammer attachment 5T | Hr |  | 50 | 0
| Skid steer | Hr |  | 140 | 0
| 8T Excavator | Hr |  | 128 | 0
| Hammer attachment 8T | Hr |  | 26 | 0
| Ripper 8T | Hr |  | 10 | 0
| 13-15T Excavator | Hr |  | 153 | 0
| Hammer attachment 14T | Hr |  | 36 | 0
| Ripper 14T | Hr |  | 10 | 0
| 3000L Hydro Excavation Truck | Hr |  | 190 | 0
| 4500L Hydro Excavation Truck | Hr |  | 220 | 0
| 6300L Hydro Excavation Truck | Hr |  | 250 | 0
| Water Truck allow for water at cost | Hr |  | 110 | 0
| 12t Body Truck Tipper | Hr |  | 110 | 0
HIRE - DRY
| Skid Steer Loader_Tracked (CAT249+) | Day |  | 225.4333 | 0
| Skid Steer Loader_Wheeled (CAT226+) | Day |  | 163.9667 | 0
| Mini Loader, Stand-on Type | Day |  | 180 | 0
|  |  |  | 0 | 0
| 1.5-1.8 Ton_Excavator | Day |  | 137.1429 | 0
| 1.7-2Ton_Excavator | Day |  | 0 | 0
| 3-5Ton_Excavator | Day |  | 238.6667 | 0
| 8Ton_Excavator | Day |  | 261.1667 | 0
| 10-12Ton_Excavator | Day |  | 0 | 0
| 13-16Ton_Excavator | Day |  | 317.2 | 0
| 20-24Ton_Excavator | Day |  | 314.2857 | 0
|  |  |  | 0 | 0
| Ripper_1.7-2T | Day |  | 0 | 0
| Ripper_1.5-4T | Day |  | 32.74 | 0
| Ripper_3-5T | Day |  | 0 | 0
| Ripper_8T | Day |  | 40.38 | 0
| Breaker_1.7-2T | Day |  | 123.33 | 0
| Breaker_3-5T | Day |  | 165.89 | 0
| Breaker_8T | Day |  | 165.89 | 0
| Breaker_10-12T | Day |  | 0 | 0
| Breaker_13-15T | Day |  | 203 | 0
| Auger Drive_10-12T |  |  | 0 | 0
| 300Dia Auger Drill |  |  | 0 | 0
|  |  |  | 0 | 0
| 1.25T_Tipper Truck | Day |  | 205 | 0
| 2-4T_Tipper Truck | Day |  | 166.98 | 0
| <6T_Tipper Truck | Day |  | 171.4286 | 0
|  |  |  | 0 | 0
| <10T_Articulated Site Tipper | Day |  | 0 | 0
| Upright Rammer_Wacker | Day |  | 34.2857 | 0
| Trench Roller_Dbl Drum_Remote | Day |  | 165 | 0
| <26Ft_Scissor Lift - Diesel | Day |  | 0 | 0
| <26Ft_Scissor Lift - Elec | Day | 20 | 300 | 6000
| <34Ft_Boom Lift - Diesel | Day |  | 0 | 0
| <34Ft_Boom Lift - Elec | Day |  | 0 | 0
|  |  |  | 0 | 0
| Porta Loo_No Tank | Day |  | 5.46 | 0
| 6*3m Demantable Lunchroom - COMPLETE | Day |  | 23 | 0
| 6*3m Demantable Office - COMPLETE | Day |  | 23 | 0
| 20Ft Shipping Container | Day |  | 0 | 0
| Quick Cut Demo Saw | Day |  | 0 | 0
| Sngl Ph_6KVA Genset | Day |  | 0 | 0
| Diesel Air Compressor_Trailer | Day |  | 0 | 0
| Air Breaker - Heavy | Day |  | 0 | 0
| Air Hose <10m | Day |  | 0 | 0
| Elec Breaker/Jachammer | Day |  | 0 | 0
| Flexdrive Motor Unit | Day |  | 0 | 0
| Flexdrive_Pump Shaft | Day |  | 0 | 0
| Temporary Power Board | Day |  | 0 | 0
|  |  |  | 0 | 0
| Dual CabUte | Day |  | 0 | 0
| 3m3 Skip Bbin | per serive |  | 230 | 0
| plus disposal | Tonne |  | 309 | 0
| site fee | Week |  | 35 | 0
| ~4m3_Skip Bin | per change over |  | 229.9 | 0
| ~6m3_Skip Bin | per change over |  | 239.8 | 0
| Plus disposal | Tonne |  | 309 | 0
| Site fee | Week |  | 35 | 0
| Vacuum Excavator - Vermeer VT250D | Day |  | 295.77 | 0
| Vac Trailer – Dry Hire | Day |  | 355 | 0
|  |  |  | 0 | 0
| TRANSPORT_Ex BRIS - Return | Day |  | 0 | 0
| TRANSPORT_Ex ROK - Return | Hour |  | 180 | 0
| 0-4T Per Hour Delivery Rate | Hour |  | 125 | 0
| 5 - 9t Transport Hourly Rate | Hour |  | 160 | 0
| 10 - 19t Low Loader Hourly rate - Minimum 2 Hour Charge | Hour |  | 200 | 0
| FUEL - Average_Candle | Week |  | 1850 | 1480
0.8
Subbies & Misc
| Surveyor | ea |  | 180 | 0
| Services Locator | ea |  | 130 | 0
| Compaction Testing - TEST | ea |  | 115 | 0
| Compaction Testing - Site Establishment | ea |  | 90 | 0
|  | ea |  |  | 0
|  | ea |  |  | 0
| FIRE TESTING / CERT | ea |  |  | 0
| FULL Hydro Test - Per Test (6.5Hr 1 x fitter, 1 x apprentice, 1 day Test gear) | ea | 1 | 1945 | 1945
| Provision of Form 72 | ea | 1 | 350 | 350
Material - Quarry, Misc
| Bedding / Fill Sand | m3 |  | 39.75 | 0
| CBR 45/2.5 Roadbase | m3 |  | 41.9 | 0
| Turf Underlay/Topsoil | m3 |  | 45.25 | 0
| Standard Garden Woodchip | m3 |  | 87 | 0
| Turf - Standard Couch or Similar | Slab (.5m2) |  | 6.48 | 0
| Cement Stabalized Sand (3-5%) | m3 |  | 169 | 0
| Exposed Agg Concrete - Standard/Cheapest Exposed Agg Stone | m3 |  | 252 | 0
| N25 20mm 80 Slump Concrete | m3 |  | 263 | 0
| Valve Margin strips; Concrete slab, 1 directions sign, 3 x valve No sign. | ea |  | 380 | 0
FIRE SERVICES - INGROUND
| 200 HDPE PN16 SDR11 - REDLINE | m |  | 46.8107 | 0
| 180 HDPE PN16 SDR11 - REDLINE | m |  | 35.144 | 0
| 125 HDPE PN16 SDR11 - REDLINE | m |  | 16.9935 | 0
| 32 HDPE PN16 SDR11 - BLUELINE | m |  | 1.6779 | 0
0
| 200 EF Coupler | ea |  | 60.8028 | 0
| 180 EF Coupler | ea |  | 35.4936 | 0
| 125 EF Coupler | ea |  | 19.4718 | 0
| 200 EF 45DFeg Bend | ea |  | 150.6408 | 0
| 180 EF 45DFeg Bend | ea |  | 135.1986 | 0
| 125 EF 45DFeg Bend | ea |  | 61.6722 | 0
| 200 EF 90DFeg Bend | ea |  | 150.6408 | 0
| 180 EF 90DFeg Bend | ea |  | 134.9778 | 0
| 125 EF 90DFeg Bend | ea |  | 61.617 | 0
| 200 EF TEE | ea |  | 151.455 | 0
| 180 EF TEE | ea |  | 157.7064 | 0
| 125 EF TEE | ea |  | 67.965 | 0
| 200*180 EF TEE | ea |  | 289.0686 | 0
| 200*125 EF TEE | ea |  | 301.4196 | 0
| 180*125 EF TEE | ea |  | 168.5394 | 0
| 200*180 EF Reducer | ea |  | 173.3556 | 0
| 180*125 EF Reducer | ea |  | 82.938 | 0
| 200PE*8"(200m) - MaxiStub W/Backing Ring | ea |  | 472.443 | 0
| 180PE*6"(150mm) - MaxiStub W/Backing Ring | ea |  | 179.0826 | 0
| 125PE*4" (100mm) - MaxiStub W/Backing Ring | ea |  | 127.8846 | 0
| 180mm PE x 150mm GALV ADAPTER - PLASSON Brand | ea |  | 432.2022 | 0
| 125mm PE x 100mm GALV ADAPTER - PLASSON Brand | ea |  | 281.6718 | 0
|  | 0 |  | 0 | 0
| 180mm PE x 150mm GALV ADAPTER | ea |  | 435.6798 | 0
| 125mm PE x 100mm GALV ADAPTER | ea |  | 277.9734 | 0
| 200 Long SPIG 45DFeg Bend | ea |  | 94.5852 | 0
| 180 Long SPIG 45DFeg Bend | ea |  | 88.9548 | 0
| 125 Long SPIG 45DFeg Bend | ea |  | 53.4888 | 0
| 200 Long SPIG 90DFeg Bend | ea |  | 118.9146 | 0
| 180 Long SPIG 90DFeg Bend | ea |  | 93.9918 | 0
| 125 Long SPIG 90DFeg Bend | ea |  | 43.677 | 0
| 200 Long SPIG TEE | ea |  | 176.1432 | 0
| 180 Long SPIG TEE | ea |  | 157.6236 | 0
| 125 Long SPIG TEE | ea |  | 52.7988 | 0
| 200*180 Long SPIG TEE | ea |  | 253.2024 | 0
| 200*125 Long SPIG TEE | ea |  | 265.5534 | 0
| 180*125 Long SPIG TEE | ea |  | 256.2798 | 0
| 200*180 Long SPIG Reducer | ea |  | 77.0592 | 0
| 180*125 Long SPIG Reducer | ea |  | 54.9654 | 0
|  | 0 |  | 0 | 0
| 200 FL DICL Sluice Valve | ea |  | 679.41 | 0
| 150 FL DICL Sluice Valve | ea |  | 323.53 | 0
| 100 FL DICL Sluice Valve | ea |  | 202.94 | 0
| Valve Spindle Riser - 600Long | ea |  | 136.94 | 0
| Valve Box - Cast Iron Trafficable - Rectangle Type "V" | ea |  | 123.53 | 0
| Valve Box - Non-Trafficable - Plastic Surround with CI Drop In "V" | ea |  | 98.82 | 0
|  | 0 |  | 0 | 0
| 200*150mm DICL FL Reducer | ea |  | 291.18 | 0
| 200*100mm DICL FL Reducer | ea |  | 330 | 0
| 150*100mm DICL FL Reducer | ea |  | 156 | 0
| 150mm DICL FL * SP Adapter | ea |  | 106.24 | 0
| 100mm DICL FL * SP Adapter | ea |  | 70.59 | 0
| 200mm DICL FL 90Deg Bend | ea |  | 516.35 | 0
| 150mm DICL FL 90Deg Bend | ea |  | 198.88 | 0
| 100mm DICL FL 90Deg Bend | ea |  | 108.71 | 0
| 200mm DICL FL TEE | ea |  | 672.65 | 0
| 150mm DICL FL TEE | ea |  | 228.24 | 0
| 100mm DICL FL TEE | ea |  | 128.24 | 0
| 200*150*200 DICL FL TEE | ea |  | 536.76 | 0
| 200*100*200 DICL FL TEE | ea |  | 576.47 | 0
| 150-100-150 DICL FL TEE | ea |  | 198.82 | 0
| 200mm DICL FL Pipe @ 1000 | ea |  | 898.82 | 0
| 200mm DICL FL Pipe @ 600 | ea |  | 640 | 0
| 200mm DICL FL Pipe @ 300 | ea |  | 355.29 | 0
| 150mm DICL FL Pipe @ 1000 | ea |  | 534.41 | 0
| 150mm DICL FL Pipe @ 600 | ea |  | 280 | 0
| 150mm DICL FL Pipe @ 450 | ea |  | 236.47 | 0
| 150mm DICL FL Pipe @ 300 | ea |  | 178.8 | 0
| 100mm DICL FL Pipe @ 1000 | ea |  | 362.35 | 0
| 100mm DICL FL Pipe @ 600 | ea |  | 144.71 | 0
| 100mm DICL FL Pipe @ 450 | ea |  | 135.88 | 0
| 100mm DICL FL Pipe @ 300 | ea |  | 76.47 | 0
| 150mm DICL FL Deadplate | ea |  | 67.65 | 0
| 100mm DICL FL Deadplate | ea |  | 43.53 | 0
|  | 0 |  | 0 | 0
| 200mm PE*DI Gasket Kit Complete | ea |  | 67.06 | 0
| 200mm DI*DI Gasket Kit Complete | ea |  | 46.71 | 0
| 150mm PE*DI Gasket Kit Complete | ea |  | 60 | 0
| 150mm DI*DI Gasket Kit Complete | ea |  | 42.35 | 0
| 100mm PE*DI Gasket Kit Complete | ea |  | 24.71 | 0
| 100mm DI*DI Gasket Kit Complete | ea |  | 20 | 0
|  | 0 |  | 0 | 0
| 150mm SS Gibault Adapter Coupling | ea |  | 108.71 | 0
| 100mm SS Gibault Adapter Coupling | ea |  | 87.06 | 0
| 180mm PE GRIPPER Adapter Coupling | ea |  | 305.88 | 0
| 125mm PE GRIPPER Adapter Coupling | ea |  | 182.35 | 0
| 180mm PE GRIPPER * 150FL Adapter Coupling | ea |  | 229.41 | 0
| 125mm PE GRIPPER * 100FL Adapter Coupling | ea |  | 152.94 | 0
| 180mm PE GRIPPER Sluice Valve | ea |  | 690 | 0
| 125mm PE GRIPPER Sluice Valve | ea |  | 408.47 | 0
|  | 0 |  | 0 | 0
| Detectable Tape - Fire x 250m | ea |  | 90 | 0
| Alcohol Weld Wipes | ea |  | 13.5 | 0
| Denzo Tape 100mm roll | ea |  | 27.14 | 0
| Black over-wrap tape - roll | ea |  | 27.14 | 0
0
| FIRE SERVICES - ABOVE GROUND |  |  |  | 0
| Description | Unit
| 150mm MED DUTY Galv Pipe | m |  | 43.8462 | 0
| 100mm MED DUTY Galv Pipe w/RG Ends | m | 9 | 28.4615 | 256.1538
| 100mm Class B Copper Pipe | m |  | 106.2417 | 0
| 25mm Class B Copper Pipe | m |  | 59.82 | 0
|  | 0 |  | 0 | 0
| 150mm Galv RG Coupling | ea |  | 12.83 | 0
| 100mm Galv RG Coupling | ea |  | 7.55 | 0
| 150mm Galv RG TEE | ea |  | 35.5 | 0
| 100mm Galv RG TEE | ea |  | 16.93 | 0
| 150mm Galv RG BEND 90Deg | ea |  | 22.85 | 0
| 100mm Galv RG BEND 90Deg | ea | 4 | 10.62 | 42.48
| 150mm Galv RG BEND 45Deg | ea |  | 23.5 | 0
| 100mm Galv RG BEND 45Deg | ea |  | 11.4 | 0
| 150mm Galv RG x 100mm FLANGE Adapt | ea |  | 30.75 | 0
| 100mm Galv RG x 100mm FLANGE Adapt | ea |  | 23.21 | 0
| 150mm RG Butterfly Valve Geared Wheel | ea |  | 217.8 | 0
| 100mm RG Butterfly Valve Geared Wheel | ea |  | 169.4 | 0
|  | 0 |  | 0 | 0
| 150mm H-Pattern Booster Assembly Complete | ea |  | 2350 | 0
| Booster Cabinet - Compl with doors and stickers | ea |  | 1155 | 0
|  | 0 |  | 0 | 0
| 100mm Dual Pillar Hydrant Complete_ Flanged Base 1500 High w/landing Valves | ea |  | 365 | 0
| 100mm Dual Pillar Hydrant Complete_ RG Base 1500 High w/landing Valves_OPTION | ea |  | 365 | 0
| 65mm RG Landing Valve | ea |  | 90 | 0
| Red caps and chain - suit 65mm QLD Landing valve | ea |  | 5 | 0
| 36m Fire Hose Reel w/25mm isolation valve | ea |  | 125 | 0
| 25mm Isolation Ball Valve (for fire hose reel) valve only, with hose nozzle latch | ea |  | 39 | 0
|  | 0 |  | 0 | 0
| 150mm FL Testable Double Check Valve - Compl. w/Valves | ea |  | 3100.7 | 0
| 150mm FL RPZD Valve - Compl. w/Valves | ea |  | 4237.09 | 0
|  | 0 |  | 0 | 0
| 100mm FL Levered Butterfly Vlave | ea |  | 114.44 | 0
| 100mm Cu Copper Pipe | m | 5 | 122.6667 | 613.3333
| 100mm Copper Crimp - TEE | ea |  | 219.36 | 0
| 100mm Copper Crimp - 90Deg Bend | ea | 1 | 155.6 | 155.6
| 100mm Copper Crimp - 45Deg Bend | ea |  | 125.77 | 0
| 100mm Copper Crimp - Straight Socket | ea |  | 83.25 | 0
| 100mm Copper Crimp - 100mm FL Adapter | ea |  | 52.25 | 0
| 80mm Copper Crimp - TEE | ea |  | 175.66 | 0
| 100mm*80mm Copper Crimp - REDUCER | ea |  | 164.08 | 0
|  | 0 |  | 0 | 0
| 32mm Fi Lockable Ball Valve | ea |  | 77.95 | 0
| 32mm Cu Crimp * 32mi Adapt | ea |  | 17.16 | 0
| 32mm Cu Crimp Coupling Straight | ea |  | 7.23 | 0
| 32mm Cu Crimp 90Deg Bend | ea |  | 14.31 | 0
| 32mm Cu Crimp 45Deg Bend | ea |  | 16.24 | 0
| 32mm*25mm Cu Crimp Reducer | ea |  | 14.36 | 0
| 25mm Fi Lockable Ball Valve | ea |  | 46.94 | 0
| 25mm Cu Crimp * 25mi Adapt | ea |  | 8.46 | 0
| 25mm Cu Crimp Coupling Straight | ea |  | 5.74 | 0
| 25mm Cu Crimp 90Deg Bend | ea |  | 7.7 | 0
| 25mm Cu Crimp 45Deg Bend | ea |  | 10.19 | 0
|  | 0 |  | 0 | 0
| 150mm Galv 2 Piece Weld-nut Bracket M12 | ea |  | 5.86 | 0
| 100mm Galv 2 Piece Weld-nut Bracket M12 | ea |  | 4.41 | 0
| 150 Galv 2 Piece Channel Clip | ea |  | 5.36 | 0
| 100 Galv 2 Piece Channel Clip | ea |  | 4.4 | 0
| 12mm Galv Threaded Rod | ea |  | 10.64 | 0
| Galv Braced Counter Lever Bracket - 450Long | ea |  | 20 | 0
| 003 Padlock | ea |  | 19.5 | 0
| 100mm DI*DI Gasket Kit Complete | ea |  | 20 | 0
FIRE SERVICES - Misc.
Description
| Decommisioning Material | ea | 1 | 1388 | 1388
| Electrofusion PE Welder 25-250mmPE. Please detail Spec | ea |  | 0 | 0
| PE Butt Welder. Automatic. 125-250mmPE. Please detail Spec - HIRE | WEEK |  | 450 | 0
| Hand Roll Groover. 65-150mm. | ea |  | 0 | 0
| Delivery - To Rockhampton PIPE LENGTHS as quoted | ea |  | 2178.48 | 0
| Delivery - To Rockhampton Standard/Palletised items | ea |  | 2178.48 | 0
POTABLE WATER_MAINS & R'Ins
Description
| 125 HDPE PN16 SDR11 - BLUELINE | m |  | 34.5 | 0
| 75 HDPE PE100 PN 16 -Blueline | m |  | 12.31 | 0
| 63 HDPE PE100 PN 16 -Blueline | m |  | 9.66 | 0
| 63 HDPE PN12.5 SDR11 - BLUELINE | m |  | 4.63 | 0
| 50 HDPE PE100 PN 16 - BLUELINE | m |  | 5.4 | 0
| 40 HDPE PE100 PN16 Blue Line | m |  | 4.4 | 0
| 40 HDPE PN12.5 SDR11 - BLUELINE | m |  | 2.3621 | 0
| 32 HDPE PE100 PN 16 -Blueline | m |  | 2.1 | 0
| 25 HDPE PE100 PN16 - BLUELINE | m |  | 1.22 | 0
| 25 HDPE PN12.5 SDR11 - BLUELINE | m |  | 2.43 | 0
| EF COUPLER 125MM (EA) | m |  | 1.38 | 0
| TEE EQUAL PE100 E/F 125MM | ea |  | 22 | 0
| TEE PE100 E/F 125*63MM | ea |  | 57.75 | 0
| EF REDUCER 125 X 90MM | ea |  | 139 | 0
| EF REDUCER 125 X 63MM | ea |  | 104.15 | 0
| EF REDUCER 75 X 63MM | ea |  | 26.1 | 0
| EF REDUCER 63 X 50MM | ea |  | 37.5 | 0
| EF REDUCER 50 X 40MM | ea |  | 35.93 | 0
| EF REDUCER 40 X 32MM | ea |  | 35 | 0
| EF REDUCER 40 X 25MM | ea |  | 35 | 0
| EF REDUCER 32 X 25MM | ea |  | 35 | 0
| ELBOW PE100 E/F 125MM X 45D | ea |  | 20 | 0
| ELBOW PE100 E/F 125MM X 90D | ea |  | 50 | 0
| HDPE 75mm X 90 D ELBOW | ea |  | 54 | 0
| HDPE 63MM X 90 D ELBOW | ea |  |  | 0
| HDPE 50MM X 90 D ELBOW | ea |  | 15.55 | 0
| HDPE 40MM X 90 D ELBOW | ea |  | 15 | 0
| Reducing Tee 125mm x 90mm | ea |  | 10.87 | 0
| Reducing Tee 125mm x 32mm | ea |  | 55 | 0
| Reducing Tee 75mm x 63mm | ea |  | 55 | 0
| Reducing Tee 75mm x 50mm | ea |  | 35 | 0
| Reducing Tee 75mm x 32mm | ea |  | 35 | 0
| Reducing Tee 63mm x 32mm | ea |  | 35 | 0
| Reducing Tee 50mm x 40mm | ea |  | 35 | 0
| Reducing Tee 40mm x 25mm | ea |  | 35 | 0
| Reducing Tee 32mm x 25mm | ea |  | 35 | 0
| EF Reducer 50mm x 25mm | ea |  | 35 | 0
| 50mm Tee | ea |  | 26 | 0
| 40mm Tee | ea |  | 35 | 0
| 32mm Tee | ea |  | 10.87 | 0
| HDPE 32mm X 90 D ELBOW | ea |  | 35 | 0
| HDPE 25mm X 90 D ELBOW | ea |  | 20 | 0
| HDPE 25mm X 45 D ELBOW | ea |  | 20 | 0
| 25mm Tee | ea |  |  | 0
| PE MAXI STUB FLANGE W/SS BK RING 125X 4" (EA) | ea |  | 35 | 0
| SLUICE VALVE PN16 T/D ACC FLNGD 100MM | ea |  | 102.5 | 0
| Valve Box - Cast Iron - Rectangle - Large - HD | ea |  | 235 | 0
| SADDLE TAPPING EF 125PE X 25PE | ea |  | 100 | 0
| SADDLE TAPPING EF 125PE X 32PE | ea |  | 47.41 | 0
| SADDLE TAPPING EF 125PE X 63PE | ea |  | 41.69 | 0
|  | ea |  | 85.55 | 0
0
| Detectable WATER Marker Tape - 250m | ea |  | 70 | 0
| WIPES WELDING PLASSON XL (120 PK) | ea |  | 19 | 0
| Paint Pen - WHITE | ea |  | 16 | 0
| 100 Cu Above Grnd | m |  | 40.21 | 0
| 50 Cu Above Grnd | m |  | 32 | 0
| 32 Cu Above Grnd | m |  | 19.98 | 0
| 32mm x25mm reducing tee | ea |  | 16.33 | 0
| 25 Cu Above Grnd | m |  | 17.52 | 0
| B-PRESS WATER EQUAL TEE 32MM (EA) | ea |  | 15 | 0
| B-PRESS WATER ELBOW 90DEG X 25MM (EA) | ea |  | 7.17 | 0
| B-PRESS WATER EQUAL TEE 25MM (EA) | ea |  | 13.6667 | 0
| 20 Cu Above Grnd | m | 50 | 13.6667 | 683.3333
| B-PRESS WATER EQUAL TEE 20MM (EA) | ea | 9 | 6.88 | 61.92
| 50mm Cu 10mm Nut Clip | ea |  | 1.4 | 0
| 32mm Cu 10mm Nut Clip | ea |  | 1.38 | 0
| 25mm Cu 10mm Nut Clip | ea |  | 1.32 | 0
| 20mm Cu 10mm Nut Clip | ea |  | 1.24 | 0
| 10mm Zinc Threaded Rod | m |  | 5.1 | 0
0
0
| Kembla copper WATER ELBOW 90DEG X 32MM (EA) | ea |  | 14.31 | 0
| Kembla copper WATER ELBOW 90DEG X 25MM | ea |  | 4.58 | 0
| Kembla copper WATER ELBOW 90DEG X 20MM | ea | 19 | 4.58 | 87.02
0
0
0
HIDDEN |  |  |  |  | 0
| 63mm E/F PE 90 Deg Elb |  |  |  | 0
| 63mm E/F PE 45 Deg Elb | ea |  | 13.5 | 0
| 63mm E/F PE TEE | ea |  | 13.5 | 0
| 63x40x63 E/F PE TEE | ea |  | 9.5 | 0
| 63x32x63 E/F PE TEE | ea |  | 18.5 | 0
| 63x25x63 E/F PE TEE | ea |  | 18.5 | 0
| 63mm E/F PE Coupling | ea |  | 6 | 0
| 63x40 E/F PE Reducer Coupling | ea |  | 5.5 | 0
| 63x32 E/F PE Reducer Coupling | ea |  | 17.5 | 0
| 63x25 E/F PE Reducer Coupling | ea |  | 16.5 | 0
| 63PEx50Fi E/F PE Adapter | ea |  | 2.5 | 0
| 63PEx50Mi E/F PE Adapter | ea |  | 43.5 | 0
| 63PEx50Fi E/F PE Tramsiton Union | ea |  | 43.5 | 0
| 63PEx50Mi E/F PE Transition Union | ea |  | 45.5 | 0
| 40mm E/F PE 90 Deg Elb | ea |  | 76 | 0
| 40mm E/F PE 45 Deg Elb | ea |  | 11.5 | 0
| 40mm E/F PE TEE | ea |  | 11.5 | 0
| 40x32x40 E/F PE TEE | ea |  | 12 | 0
| 40x25x40 E/F PE TEE | ea |  | 18.5 | 0
| 40mm E/F PE Coupling | ea |  | 19.5 | 0
| 40x32 E/F PE Reducer Coupling | ea |  | 4.5 | 0
| 40x25 E/F PE Reducer Coupling | ea |  | 10.5 | 0
| 40PEx32Fi E/F PE Adapter | ea |  | 14.5 | 0
| 40PEx32Mi E/F PE Adapter | ea |  | 28.5 | 0
| 40PEx32Fi E/F PE Tramsiton Union | ea |  | 29.5 | 0
| 40PEx32Mi E/F PE Transition Union | ea |  | 36 | 0
| 32mm E/F PE 90 Deg Elb | ea |  | 54 | 0
| 32mm E/F PE 45 Deg Elb | ea |  | 10.5 | 0
| 32mm E/F PE TEE | ea |  | 10 | 0
| 32x25x32 E/F PE TEE | ea |  | 5.5 | 0
| 32mm E/F PE Coupling | ea |  | 18 | 0
| 32x25 E/F PE Reducer Coupling | ea |  | 4.5 | 0
| 32PEx25Fi E/F PE Adapter | ea |  | 6.5 | 0
| 32PEx25Mi E/F PE Adapter | ea |  | 25.5 | 0
| 32mm E/F PE End Cap | ea |  | 22.5 | 0
| 32mm E/F PE End Plug | ea |  | 8.5 | 0
| 25mm E/F PE 90 Deg Elb | ea |  | 6.5 | 0
| 25mm E/F PE 45 Deg Elb | ea |  | 10.5 | 0
| 25mm E/F PE TEE | ea |  | 0 | 0
| 25mm E/F PE Coupling | ea |  | 4.5 | 0
| 25PEx25Fi E/F PE Adapter | ea |  | 4 | 0
| 25PEx25Mi E/F PE Adapter | ea |  | 17 | 0
| 25PEx20Fi E/F PE Adapter | ea |  | 17.5 | 0
| 25PEx20Mi E/F PE Adapter | ea |  | 4.5 | 0
| 25mm E/F PE End Cap | ea |  | 2 | 0
| 25mm E/F PE End Plug | ea |  | 8.5 | 0
HIDDEN |  | ea |  | 4 | 0
| 100mm CU Crimp 90 DEG FxF Elbow |  |  |  | 0
| 100mm CU Crimp 45 DEG FxF Elbow | ea |  | 137 | 0
| 100mm CU Crimp Tee | ea |  | 139.5 | 0
| 100x50x100 CU Crimp Tee | ea |  | 183 | 0
| 100x50 CU Crimp Reducer | ea |  | 184.5 | 0
| 100mm CU Crimp Repair Coupling | ea |  | 56 | 0
| 100mm CU Crimp Coupling | ea |  | 103 | 0
| 100Cu x 100Flange CU Crimp Coupling | ea |  | 95 | 0
| 50mm CU Crimp 90 DEG FxF Elbow | ea |  | 99.5 | 0
| 50mm CU Crimp 45 DEG FxF Elbow | ea |  | 33.5 | 0
| 50mm CU Crimp Tee | ea |  | 33 | 0
| 50x40x50 CU Crimp Tee | ea |  | 60.5 | 0
| 50x40x40 CU Crimp Tee | ea |  | 61 | 0
| 50x32x50 CU Crimp Tee | ea |  | 65 | 0
| 50x32x32 CU Crimp Tee | ea |  | 65 | 0
| 50x32x40 CU Crimp Tee | ea |  | 65 | 0
| 50x25x50 CU Crimp Tee | ea |  | 65 | 0
| 50x20x50 CU Crimp Tee | ea |  | 45 | 0
| 50x15x50 CU Crimp Tee | ea |  | 55 | 0
| 50x40 CU Crimp Reducer | ea |  | 55 | 0
| 50x32 CU Crimp Reducer | ea |  | 21.5 | 0
| 50x25 CU Crimp Reducer | ea |  | 25 | 0
| 50x20 CU Crimp Reducer | ea |  | 22 | 0
| 50x15 CU Crimp Reducer | ea |  | 22 | 0
| 50Cu x 50Mi CU Crimp Adapter | ea |  | 22 | 0
| 50Cu x 50Fi CU Crimp Adapter | ea |  | 78 | 0
| 50mm CU Crimp Repair Coupling | ea |  | 89 | 0
| 50mm CU Crimp Coupling | ea |  | 21 | 0
| 50Cu x 50Flange CU Crimp Coupling | ea |  | 21 | 0
| 50mm CU Crimp Cap | ea |  | 0 | 0
| 50Cu x W69/Barrell Barrell Union CU Crimp | ea |  | 0 | 0
| 40mm CU Crimp 90 DEG FxF Elbow | ea |  | 0 | 0
| 40mm CU Crimp 45 DEG FxF Elbow | ea |  | 0 | 0
| 40mm CU Crimp 90 DEG MxF Elbow | ea |  | 0 | 0
| 40mm CU Crimp 45 DEG MxF Elbow | ea |  | 0 | 0
| 40mm CU Crimp Tee | ea |  | 0 | 0
| 40x32x40 CU Crimp Tee | ea |  | 0 | 0
| 40x32x32 CU Crimp Tee | ea |  | 0 | 0
| 40x32x25 CU Crimp Tee | ea |  | 0 | 0
| 40x25x40 CU Crimp Tee | ea |  | 0 | 0
| 40x25x20 CU Crimp Tee | ea |  | 0 | 0
| 40x20x40 CU Crimp Tee | ea |  | 0 | 0
| 40x15x40 CU Crimp Tee | ea |  | 0 | 0
| 40x32 CU Crimp Reducer | ea |  | 0 | 0
| 40x25 CU Crimp Reducer | ea |  | 0 | 0
| 40x20 CU Crimp Reducer | ea |  | 0 | 0
| 40x15 CU Crimp Reducer | ea |  | 0 | 0
| 40Cu x 40Mi CU Crimp Adapter | ea |  | 0 | 0
| 40Cu x 40Fi CU Crimp Adapter | ea |  | 0 | 0
| 40mm CU Crimp Repair Coupling | ea |  | 0 | 0
| 40mm CU Crimp Coupling | ea |  | 0 | 0
| 40Cu x 40Flange CU Crimp Coupling | ea |  | 0 | 0
| 40mm CU Crimp Cap | ea |  | 0 | 0
| 40Cu x W69/Barrell Barrell Union CU Crimp | ea |  | 0 | 0
| 32mm CU Crimp 90 DEG FxF Elbow | ea |  | 0 | 0
| 32mm CU Crimp 45 DEG FxF Elbow | ea |  | 0 | 0
| 32mm CU Crimp 90 DEG MxF Elbow | ea |  | 0 | 0
| 32mm CU Crimp 45 DEG MxF Elbow | ea |  | 0 | 0
| 32mm CU Crimp Tee | ea |  | 0 | 0
| 32x25x32 CU Crimp Tee | ea |  | 18.54 | 0
| 32x25x20 CU Crimp Tee | ea |  | 0 | 0
| 32x20x32 CU Crimp Tee | ea |  | 0 | 0
| 32x20x20 CU Crimp Tee | ea |  | 18.35 | 0
| 32x20x15 CU Crimp Tee | ea |  | 0 | 0
| 32x15x32 CU Crimp Tee | ea |  | 0 | 0
| 32x15x25 CU Crimp Tee | ea |  | 0 | 0
| 32x15x20 CU Crimp Tee | ea |  | 0 | 0
| 32x15x15 CU Crimp Tee | ea |  | 0 | 0
| COUPLING RED CU KEMPRESS WATER 32MM X 25MM | ea |  | 0 | 0
| 32x20 CU Crimp Reducer | ea |  | 16.33 | 0
| 32x15 CU Crimp Reducer | ea |  | 0 | 0
| 32Cu x 32Mi CU Crimp Adapter | ea |  | 0 | 0
| 32Cu x 32Fi CU Crimp Adapter | ea |  | 0 | 0
| 32mm CU Crimp Repair Coupling | ea |  | 0 | 0
| 32mm CU Crimp Coupling | ea |  | 0 | 0
| 32mm CU Crimp Cap | ea |  | 0 | 0
| 32Cu x W69/Barrell Barrell Union CU Crimp | ea |  | 0 | 0
| 25mm CU Crimp 90 DEG FxF Elbow | ea |  | 0 | 0
| 25mm CU Crimp 45 DEG FxF Elbow | ea |  | 0 | 0
| 25mm CU Crimp 90 DEG MxF Elbow | ea |  | 0 | 0
| 25mm CU Crimp 45 DEG MxF Elbow | ea |  | 0 | 0
| 25mm CU Crimp Tee | ea |  | 0 | 0
| 25x20x25 CU Crimp Tee | ea |  | 0 | 0
| 25x20x20 CU Crimp Tee | ea |  | 0 | 0
| 25x20x15 CU Crimp Tee | ea |  | 0 | 0
| 25x15x25 CU Crimp Tee | ea |  | 0 | 0
| 25x15x20 CU Crimp Tee | ea |  | 0 | 0
| 25x15x15 CU Crimp Tee | ea |  | 0 | 0
| 25x20 CU Crimp Reducer | ea |  | 0 | 0
| 25x15 CU Crimp Reducer | ea |  | 0 | 0
| 25Cu x 25Mi CU Crimp Adapter | ea |  | 0 | 0
| 25Cu x 25Fi CU Crimp Adapter | ea |  | 0 | 0
| 25mm CU Crimp Repair Coupling | ea |  | 0 | 0
| 25mm CU Crimp Coupling | ea |  | 0 | 0
| 25mm CU Crimp Cap | ea |  | 0 | 0
| 25Cu x W69/Barrell Barrell Union CU Crimp | ea |  | 0 | 0
| 20mm CU Crimp 90 DEG FxF Elbow | ea |  | 0 | 0
| 20mm CU Crimp 45 DEG FxF Elbow | ea |  | 0 | 0
| 20mm CU Crimp 90 DEG MxF Elbow | ea |  | 0 | 0
| 20mm CU Crimp 45 DEG MxF Elbow | ea |  | 0 | 0
| 20mm CU Crimp Tee | ea |  | 0 | 0
| 20x15x20 CU Crimp Tee | ea |  | 5.61 | 0
| 20x15x15 CU Crimp Tee | ea |  | 0 | 0
| 20x15 CU Crimp Reducer | ea |  | 0 | 0
| 20Cu x 20Mi CU Crimp Adapter | ea |  | 0 | 0
| 20Cu x 20Fi CU Crimp Adapter | ea |  | 0 | 0
| 20mm CU Crimp Repair Coupling | ea |  | 0 | 0
| 20mm CU Crimp Coupling | ea |  | 0 | 0
| 20mm CU Crimp Cap | ea |  | 0 | 0
| 20Cu x W69/Barrell Barrell Union CU Crimp | ea |  | 0 | 0
| 15mm CU Crimp 90 DEG FxF Elbow | ea |  | 0 | 0
| 15mm CU Crimp 45 DEG FxF Elbow | ea |  | 0 | 0
| 15mm CU Crimp 90 DEG MxF Elbow | ea |  | 0 | 0
| 15mm CU Crimp 45 DEG MxF Elbow | ea |  | 0 | 0
| 15mm CU Crimp Tee | ea |  | 0 | 0
| 15Cu x 15Mi CU Crimp Adapter | ea |  | 0 | 0
| 15Cu x 15Fi CU Crimp Adapter | ea |  | 0 | 0
| 15Cu Fi BP, wall elbow | ea |  | 0 | 0
| 15Cu Mi BP, Wall elbow - 90 Long | ea |  | 0 | 0
| 15Cu Mi BP, Wall elbow - 120+ Long | ea |  | 0 | 0
| 15mm CU Crimp Repair Coupling | ea |  | 0 | 0
| 15mm CU Crimp Coupling | ea |  | 0 | 0
| 15mm CU Crimp Cap | ea |  | 0 | 0
| 15Cu x W69/Barrell Barrell Union CU Crimp | ea |  | 0 | 0
| 50mm Ball Valve Fi | ea |  | 0 | 0
| 40mm Ball Valve Fi | ea |  | 0 | 0
| 32mm Ball Valve Fi | ea |  | 0 | 0
| 25mm Ball Valve Fi | ea |  | 26.25 | 0
| 20mm Ball Valve Fi | ea |  | 0 | 0
| 15mm Ball Valve Fi | ea |  | 0 | 0
| 50mm Mi BRS Nipple | ea |  | 0 | 0
| 50mm Fi BRS Socket | ea |  | 0 | 0
| 50mm Mi BRS Union | ea |  | 0 | 0
| 50mm Fi BRS Union | ea |  | 0 | 0
| 50mm BRS Plug | ea |  | 0 | 0
| 50mm BRS Cap | ea |  | 0 | 0
| 40mm Mi BRS Nipple | ea |  | 0 | 0
| 40mm Fi BRS Socket | ea |  | 0 | 0
| 40mm Mi BRS Union | ea |  | 0 | 0
| 40mm Fi BRS Union | ea |  | 0 | 0
| 40mm BRS Plug | ea |  | 0 | 0
| 40mm BRS Cap | ea |  | 0 | 0
| 32mm Mi BRS Nipple | ea |  | 0 | 0
| 32mm Fi BRS Socket | ea |  | 0 | 0
| 32mm Mi BRS Union | ea |  | 0 | 0
| 32mm Fi BRS Union | ea |  | 0 | 0
| 32mm BRS Plug | ea |  | 0 | 0
| 32mm BRS Cap | ea |  | 0 | 0
| 25mm Mi BRS Nipple | ea |  | 0 | 0
| 25mm Fi BRS Socket | ea |  | 0 | 0
| 25mm Mi BRS Union | ea |  | 0 | 0
| 25mm Fi BRS Union | ea |  | 0 | 0
| 25mm BRS Plug | ea |  | 0 | 0
| 25mm BRS Cap | ea |  | 0 | 0
|  | ea |  | 0 | 0
| 20mm pex Pipe - Black |  |  | 0 | 0
| 15mm Pex pipe - Black | m |  | 0 | 0
| 15mm Pex pipe - Red | m |  | 0 | 0
| 20 pex Elbow | m |  | 0 | 0
| 20 Pex TEE | ea |  | 0 | 0
| 20x15 Pex TEE | ea |  | 0 | 0
| 20 PEX Mi Adapter | ea |  | 0 | 0
| 20 PEX Fi Adapter | ea |  | 0 | 0
| 20x15 Pex Reducer | ea |  | 0 | 0
| 20 PEXxCU Crimp conversion coupling | ea |  | 0 | 0
| 20 PEX Straight coupling | ea |  | 0 | 0
| 15 Pex Elbow | ea |  | 0 | 0
| 15 Pex TEE | ea |  | 0 | 0
| 15 PEXMi Adapter | ea |  | 0 | 0
| 15 PEX Fi Adapter | ea |  | 0 | 0
| 15 PEX Fi BP, wall elbow | ea |  | 0 | 0
| 15 PEX Mi BP, Wall elbow - 90 Long | ea |  | 0 | 0
| 15 PEX Mi BP, Wall elbow - 120+ Long | ea |  | 0 | 0
| 15 PEXxCU Crimp conversion coupling | ea |  | 0 | 0
| 15 PEX Straight coupling | ea |  | 0 | 0
|  | ea |  | 0 | 0
| Hose Taps Complete |  |  | 56 | 0
| 100 FL DICL SLUICE VALVE | ea |  | 202.94 | 0
| 125PE*4" (100mm) - MaxiStub W/Stainless Steel Backing Ring | ea |  | 92.67 | 0
| 100mm PE*DI Gasket Kit Complete Parts & Labour | ea |  | 24.71 | 0
| 100mm DI*DI Gasket Kit Complete | ea |  | 20 | 0
| Valve Spindle Riser - 600Long | ea |  | 136.94 | 0
| 100mm Dual Pillar Hydrant Complete_ RG Base 1500 High w/landing Valves_OPTION | ea |  | 365 | 0
| 125mm PE x 100mm GALV ADAPTER - Acutech Brand | ea |  | 201.43 | 0
| Red caps and chain - suit 65mm QLD Landing valve | ea |  | 5 | 0
| RPZD 32mm | ea |  | 853 | 0
| RPZD 20mm | ea |  | 503 | 0
| RPZD 100mm | ea |  | 1809.63 | 0
| Office - Water & Rough IN | ea |  | 1650 | 0
| Ofice - NOGINS & Fixings | ea |  | 160 | 0
| Safety shr fittings | ea |  | 750 | 0
| In Grnd Fittings misc | ea |  | 450 | 0
| Abv Grnd Fittings misc | ea |  | 1250 | 0
| HWU quickie kit | ea |  | 190 | 0
| TMV | ea |  | 412.59 | 0
| TMV1 AQUABLEND 1000 (ATM710 | ea | 1 | 284.07 | 284.07
| TMV 2 AQUABLEND 1000 (ATMS710H-350) | ea | 1 | 502.1 | 502.1
| 20mm Isolavtive valve | ea |  | 50 | 0
| 450 SQ PIT | ea |  | 30 | 0
| Dock Office Water Mat | ea |  | 1850 | 0
| 25mm RPZD | ea |  | 1800 | 0
| misc. | ea |  | 3800 | 0
| 150mm isolation valve in valve pit (connect to authority watermain ) | ea |  | 371.37 | 0
| 25mm DCW Isolation vlave in valve pit with path box cover | ea |  | 469.04 | 0
| 25mm water meter in tamper steel cage with isolative valves in both side | ea |  | 659.8 | 0
| TMV in Box | ea |  | 587.96 | 0
| 100 mm Water meter | ea |  | 641.58 | 0
| 32 valve in pit | ea |  | 50 | 0
| 50mm control valve | ea |  | 31.71 | 0
| TLV under basin | ea |  | 146.09 | 0
| AUTOMATIC TRAP PRIMER | ea |  | 99.49 | 0
| Flag up replacing existing cold water booster pump (lvl 3) | ea | 0 | 15000 | 0
SEWER DRAINAGE -
Description
| PIPE DWV PVC S/WELD 150MM - In Grnd | m |  | 14.49 | 0
| PIPE DWV SN8 PVC S/WELD 100MM | m | 43 | 9.5496 | 410.6328
| 150MM * 45D PVC JUNCTION | ea |  | 9.66 | 0
| 100MM * 45D PVC JUNCTION | ea | 8 | 4.7886 | 38.3088
| 150MM X 100MM 45D PVC JUNCTION | ea |  | 13.8 | 0
| 100*50 PVC DWV JUNCTION | ea |  | 6.5274 | 0
| 100MM * 65 PVC PVC JUNCTION | ea |  | 8.5974 | 0
| 150MM X 45 Deg Bend | ea |  | 6.9 | 0
| 150MM X 90 Deg Bend | ea |  | 6.9 | 0
| 100MM X 90Deg Bend | ea | 13 | 2.5668 | 33.3684
| 100MM X 45Deg Bend | ea | 13 | 2.3308 | 30.3007
| DWV PIPE REDUCER 150X100mm | ea |  | 5.52 | 0
| DWV PIPE REDUCER 100 X 50mm | ea | 2 | 2.6772 | 5.3544
| PIPE DWV PVC S/WELD 100MM - In Grnd | m |  | 6.9 | 0
| PIPE DWV PVC S/WELD 65MM - In Grnd | m |  | 5.52 | 0
| 63 HDPE PN12.5 SDR11 - BLACK or CREAM - In Grnd | m |  | 8.7354 | 0
| PIPE DWV PVC S/WELD 50mm | m | 9 | 3.726 | 33.534
| PIPE DWV PVC S/WELD 40mm | m |  | 2.898 | 0
| DWV BEND 65X 90 DEG | ea |  | 2.3322 | 0
| DWV BEND 40 X 85 DEG | ea |  | 4.14 | 0
| DWV BEND 50 X 45 DEG | ea |  | 0.9384 | 0
| DWV BEND 50 X85 DEG | ea | 7 | 11.7162 | 82.0134
| 50mm Condensate INSULATION | m |  | 14 | 0
| 100mm Condensate INSULATION | m |  | 6 | 0
0
| 150mm - Gas Tight H/D Cast Iron Clearout (Peepeye) | ea |  | 40 | 0
| 150mm Clear Out Cover - L/D - Brass | ea |  | 30 | 0
| 100mm - Gas Tight H/D Cast Iron Clearout (Peepeye) | ea |  | 33 | 0
| 100mm Clear Out Cover - L/D - Brass | ea |  | 23.26 | 0
| 100 mm Inspection Opening | ea |  | 50 | 0
| 100mm Trapped point - 100mm Gully Trap | ea |  | 7.65 | 0
| FWG - 100mm Gully Trap | ea |  | 7.65 | 0
| FWG - 100mm 4-way Riser | ea |  | 13.59 | 0
| FWG - Grate - Tile Insert 100*100 Chrome Plated | ea |  | 0 | 0
| In-Wall TD & View Panel - SS | ea |  | 75 | 0
0
| 100mm PVC 10mm nut hanging clip | ea |  | 2 | 0
| 50mm PVC 10mm nut hanging clip | ea |  | 1.5 | 0
| 10mm Zinc Threaded Rod | m |  | 0 | 0
0
| Glue - Blue - 4Ltr | ea |  | 26.4 | 0
| Primer - Red - 4Ltr | ea |  | 23 | 0
| Detectable SEWER Marker Tape - 250m | ea |  | 75 | 0
| 100mm AbleFlex Roll | ea |  | 22 | 0
| Concrete Mix bag | ea |  | 10 | 0
0
| External Sewer Mains fitting | ea |  | 520 | 0
| Vents Complete | ea |  | 230 | 0
| Office Drainage mat | ea |  | 2800 | 0
| Dock Office Drainage Mat | ea |  | 950 | 0
| misc. | ea |  | 1250 | 0
| Overflow Gully | ea |  | 200 | 0
| Tundish with HT | ea | 1 | 60 | 60
| COS | ea |  | 120 | 0
| Tundish | ea | 5 | 61.33 | 306.65
| SIVEL EXPANSION JOINT | ea |  | 100 | 0
| FWG-130x130 STAINLESS STEEL GRATE WITH 80Ø VERTICAL OUTLET. SPS MODEL Q130/80SR | ea | 2 | 250 | 500
| FWG/BT - 200x200 PUSH IN BASKET TRAP WITH 316 STAINLESS STEEL GRATE CLASS 'C' SPS MODEL Q200 SR6-BT WITH FIXED SECONDARY STRAINER | ea |  | 250 | 0
| Fire Collars & Misc | ea |  | 300 | 0
| plaster /slip trap | ea |  | 1200 | 0
STORMWATER DRAINAGE
Description
| PIPE 600MM - RIBBED | m |  | 165.6 | 0
| PIPE 450MM - RIBBED | m |  | 89.7 | 0
| PIPE 375MM - RIBBED BLACK MAX | m |  | 66.24 | 0
| PIPE 300MM - RIBBED BLACK MAX | m |  | 0 | 0
| PIPE DWV SN8 PVC S/WELD 375MM | m |  | 85.1046 | 0
| PIPE DWV SN8 PVC S/WELD 300MM | m |  | 84.18 | 0
| PIPE DWV SN4 PVC S/WELD 300MM | m |  | 68.77 | 0
| PIPE SW H/D PVC S/WELD 300MM | m |  | 55.2 | 0
| PIPE DWV SN8 PVC S/WELD 225MM | m |  | 55.2 | 0
| PIPE DWV SN4 PVC S/WELD 225MM | m |  | 42.78 | 0
| PIPE SW H/D PVC S/WELD 225MM | m |  | 32.66 | 0
| PIPE DWV SN8 PVC S/WELD 150MM | m |  | 19.55 | 0
| PIPE DWV SN4 PVC S/WELD 150MM | m |  | 16.1 | 0
| PIPE DWV SN8 PVC S/WELD 150MM - Suspended | m |  | 19.55 | 0
| PIPE DWV SN4 PVC S/WELD 150MM | m |  | 16.56 | 0
| PIPE DWV SN8 PVC S/WELD 100MM | m |  | 6.693 | 0
| PIPE DWV SN4 PVC S/WELD 100MM | m |  | 6.9 | 0
| PIPE DWV SN8 PVC S/WELD 50MM | m |  | 6.693 | 0
|  |  |  | 0 | 0
| DWV Grade Option |  |  | 0 | 0
|  | ea |  | 0 | 0
| 600*225 Ribbed Saddle | ea |  | 676.2 | 0
| 600*45Deg RIBBED Bend | ea |  | 897 | 0
| 600*450 Ribbed Reducer | ea |  | 1518 | 0
| 450*375 Ribbed*PVC Reducer | ea |  | 634.8 | 0
| 450 45 Deg ribbed Bend | ea |  | 800.4 | 0
| 450 * 225 Ribbed Saddle | ea |  | 441.6 | 0
| 375mm X 45Deg Junction | ea |  | 579.6 | 0
| 375X300X45D PVC JUNCTION | ea |  | 776.0982 | 0
| 375X225X45D PVC JUNCTION | ea |  | 777.4782 | 0
| 375MM X 300MM Reducer | ea |  | 524.4 | 0
| 375MM X 225MM Reducer | ea |  | 496.8 | 0
| 375MM X 90Deg Bend | ea |  | 745.2 | 0
| 375MM X 45Deg Bend | ea |  | 621 | 0
| 300MM * 45D PVC JUNCTION | ea |  | 496.8 | 0
| 300X225X45D PVC JUNCTION | ea |  | 441.6 | 0
| 300MM X 225MM Reducer | ea |  | 262.2 | 0
| 300MM X 90Deg Bend | ea |  | 345 | 0
| 300MM X 45Deg Bend | ea |  | 262.2 | 0
| 300MM X 150 Junction | ea |  | 455.4 | 0
| 225MM * 45D PVC JUNCTION | ea |  | 117.645 | 0
| 225X150X45D PVC JUNCTION | ea |  | 289.8 | 0
| 225MM X 90Deg Bend | ea |  | 85.56 | 0
| 225MM X 45Deg Bend | ea |  | 84.18 | 0
| 225MM X 150MM Reducer | ea |  | 62.1 | 0
| 150 PVC DWV 45Deg Junct | ea |  | 24.84 | 0
| 150MM X 90Deg Bend | ea |  | 22.08 | 0
| 150MM X 45Deg Bend | ea |  | 16.56 | 0
| 150X100X45D PVC JUNCTION | ea |  | 22.08 | 0
| PVC PIPE REDUCER 150X 100 mm | ea |  | 22.08 | 0
| 100MM * 45D PVC JUNCTION | ea |  | 6.486 | 0
| 100X50 X45D PVC JUNCTION | ea |  | 22.08 | 0
| PVC PIPE REDUCER 100X 50 mm | ea |  | 22.08 | 0
| 100MM X 90Deg Bend | ea |  | 16.56 | 0
| 100MM X 45Deg Bend | ea |  | 16.56 | 0
| 50 PVC X 45D PVC JUNCTION | ea |  | 19.32 | 0
| 50MM X 90Deg PVC Bend | ea |  | 0.897 | 0
| 50MM X 45Deg PVC Bend | ea |  | 0.897 | 0
|  |  |  | 0 | 0
|  |  |  | 0 | 0
| 150mm PVC 10mm nut hanging clip | ea |  | 2.622 | 0
| 10mm Zinc Threaded Rod | m |  | 2.76 | 0
| Glue - Blue - 4Ltr | ea |  | 36.432 | 0
| Primer - Red - 4Ltr | ea |  | 31.74 | 0
|  |  |  | 0 | 0
| SW_RRJ (RIBBED) Fittings |  |  | 0 | 0
|  |  |  | 0 | 0
| 375MM X 45Deg Bend | ea |  | 362.1396 | 0
| DN 375 X DN150 45 DEG BLACKMAX REDUCING JUNCTION (PVC FAB) | ea |  | 828 | 0
| DN375 x dn225 BlackMax® Reducing Adaptor FF RRJ x DWV SWJ (PVC Fab) | ea |  | 552 | 0
|  |  |  | 0 | 0
| DN 300 X DN150 45 DEG BLACKMAX REDUCING JUNCTION (PVC FAB) | ea |  | 690 | 0
| DN300 BLACK MAX 45 DEG BEND | ea |  | 414 | 0
| DN300 x dn225 BlackMax® Reducing Adaptor FF RRJ x DWV SWJ (PVC Fab) | ea |  | 414 | 0
| DN300 BLACK MAX 45 DEG BEND | ea |  | 414 | 0
|  | ea |  | 0 | 0
| 150mm Cap | ea |  | 20.7 | 0
| 150mm expansion coupler | ea |  | 110.4 | 0
| 450X450 GRATED SW GULLY | ea |  | 180 | 0
FITOFF
| Fit-Off Material; Ground & First Floor - | ea | 20 | 180 | 3600
| Fit-Off Material; Ground & First Floor - | ea |  | 0 | 0
SUB TOTALS
113844.0773
|  |  |  | Contingency | 1.18
|  |  |  | Deliveries | 3650
TOTALS
137986.0113
Excavation/Quarry/Misc/ Takeoff.
|  | Qty | Unit
| Avrg Trench = .900D*.450W | 52 | m
| L/M Of Asphalt Reinstate | 0 | m
| M2 Of Asphalt Reinstate | 0 | m2
| L/M Of CBR Reinstate | 0 | m
| L/M of Inground Pipe (Average Depth) | 52 | m
| L/M of Inground Pipe (Deeper Than Average Depth) |  | m
| Avergage of trtenches 'Shared'…. Shared trench Factor | 0.1 | m
| SEWER / SW / TW - InGrnd |  | m | 0%
| WAT / FIRE - InGrnd |  | m | 0%
| SPK - InGrnd |  | m | 0%
|  | D | W | L | Spoil/Compact Factor; | Shared Trench Factor | Total m3 - EXCAVATED | Total M3 - Bed, Pipe, Cover reduction | Total M3 - Backfill Req (Less Bed&Pipe) | Total M3 - Spoil - REMOVE | TCS Load - Haulage & dump rate only
| L/M of Inground Pipe (Average Depth) | 0.95 | 0.6 | 52 | 1.3 | 0.1 | 35.568
| L/M of Inground Pipe (Deeper Than Average Depth) | 1.1 | 0.5 | 0 | 1.3 | 0 | 0
| L/M of Bed, Pipe, Cover material reduction (Average Depth) | 0.35 | 0.6 | 52 | 0 | 0.1 |  | 9.828
| L/M of Bed, Pipe, Cover material reduction (Deeper Than Average Depth) | 0.2 | 0.5 | 0 | 0 | 0 |  | 0
| L/M of BACKFILL required (Average Depth) | 0.95 | 0.6 | 52 | 1.3 | 0.1 |  |  | 25.74
| L/M of BACKFILL required (Deeper Than Average Depth) | 1.1 | 0.5 | 0 | 1.3 | 0 |  |  | 0
[10 empty] | QTY | Rate | Total
[7 empty] | 35.568 | 9.828 | 25.74 | 9.828 | 15 | 147.42
| Thrust Block Concrete | m3/TB | Qty | Total m3 | Contingency | Total m3 | Total Cost
|  | 0.1 |  | 0 | 1.1 | 0 | 0
Quarry & Concrete Product
1.4
| Description | Unit/LM | Unit | Rate | Rate/LM |  |  | QTY | Shared Trench Factor | Total Req. | Total | Contingency | TOTAL | Drainage Use | Fire/WAT Use | SPK Use
| 5-7mm Stone | 0.203 | Ton | 62 | 12.586 |  |  | 10.556 | 0.1 | 9.5004 | 589.0248 | 235.6099 | 824.6347 | 0
| 5-7mm Stone | 0.14 | m3 | 62 | 16.926
| 10-12mm Stone | 0.45 | Ton | 62 | 27.9 |  |  | 0 |  |  | 0 |  | 0
| 80-110mm Stone | 0 | Ton | 25 | 0 |  |  | 0 |  |  | 0 |  | 0
| Medium River / Bed Sand | 0.225 | Ton | 62 | 13.95 |  |  | 11.7 | 0.1 | 10.53 | 652.86 | 261.144 | 914.004 |  | 0 | 0
| Medium River / Bed Sand | 0.14 | m3 | 62 | 13.02
| CBR15 Road Base | 0.36 | Ton | 27 | 9.72 |  |  | 0 |  |  | 0 |  | 0
| CBR45 | 0.36 | Ton | 30 | 10.8 |  |  | 0 |  |  | 0 |  | 0
| LEANMIX | 0.3 | m3 | 0 | 0 |  |  | 0 |  |  | 0 |  | 0
|  |  |  | TCS | Q2
| Description |  | Unit | Rate | Rate
| 5-7mm Stone |  | T | 62 | 31
| 10-12mm Stone |  | T | 62 | 39
| 80-110mm Stone |  | T | 25 | 29
| Medium River / Bed Sand |  | T | 62 | 26
| CBR15 Road Base |  | T | 48 | 27
| CBR45 |  | T | 50 | 30
| LEANMIX_20mm-12:1 |  | M3 | 168 | 0
| Concrete_25/20/80 |  | M3 | 153 | 0
Note on E687: [Threaded comment] Your version of Excel allows you to read this threaded comment; however, any edits to it will get removed if the file is opened in a newer version of Excel. Learn more: https://go.microsoft.com/fwlink/?linkid=870924 Comment: guess presum

## ROK033
Project:
Tricore -
Stage 1 Version 1
Item
1 | Complete -
Labour
| DAY | [7 empty] | april 2026 direct impact Increase % (not contigency)
| TRADESMAN_LEADING HAND | Day |  | 1231.1429 | 0
| TRADESMAN_PLUMBER_OPERATOR | Day |  | 941.1647 | 0 |  |  |  |  | PE Pipe & Fitting | 38% | 1.38
| T/A & Apprentice | Day |  | 768.0651 | 0 |  |  |  |  | PVC Pipe & Fittings | 38% | 1.38
| Crew #1 - InGround Drainage | Day |  | 2650.3945 | 0 |  |  |  |  | Subby Rates | 15% | 1.15
| Crew #2 - InGround Water/Fire | Day | 8 | 2650.3945 | 21203.1563 |  |  |  |  | Delivey Rate | 20% | 1.2
| Crew #3 - Above Ground Drainage | Day | 0 | 2650.3945 | 0
| Crew #4 - Above Ground WATER/FIRE | Day | 30 | 2650.3945 | 79511.8361
| Crew #5 - Above Ground FitOff / Misc | Day | 21 | 2650.3945 | 55658.2853
| Crew #6 - DEMO | Day | 16 | 1709.2298 | 27347.6769
HOUR
| TRADESMAN_LEADING HAND | HR | 0 | 123.1143 | 0
| TRADESMAN_PLUMBER_OPERATOR | HR | 0 | 94.1165 | 0
| T/A & Apprentice | HR | 0 | 76.8065 | 0
| Crew #1 - InGround Drainage | HR | 0 | 265.0395 | 0
| Crew #2 - InGround Water/Fire | HR | 0 | 265.0395 | 0
Demolition & Reinstatement
DEMO
| Asphalt Cutting | m |  | 15.525 | 0
| Concrete Cutting | m |  | 18.4 | 0
| Con Cut Establishemnt Fee | ea |  | 92 | 0
REINSTATE - CONCRETE
| Road/Drveway Reinstate; 1mW x 150 Thck, N25/20/80, Incl Reinforcement | m |  | 145 | 0
| Kerb & Channel - 1m Wide | ea |  | 155 | 0
| Footpath - 1.5mW, N25/20/80, Incl Reinforcement | lm |  | 180 | 0
| Footpath - 1.5mW, EXPOSED AGG, N25/20/80, Incl Reinforcement | lm |  | 185 | 0
REINSTATE - ASPHALT
| 50mm Thck - Trench Reinstatement Through Road/Driveway | m2 |  | 97 | 0
| 50mm Thck - 1.5-2m Wide Footpath reinstatements | m2 |  | 97 | 0
| Establishment Fee (1 per stage) | Ea |  | 5500 | 0
Equipment & Hire - INCL WET PLANT HIRE
PLANT HIRE - WET
| 1.8T Excavator | Hr |  | 100 | 0
| 3-5 ton Excavator | Hr |  | 115 | 0
| 3-5T Combo | Hr |  | 154 | 0
| Hammer attachment 3.5-4T | Hr |  | 21 | 0
| Ripper 3.5-4T | Hr |  | 10 | 0
| 5t Excavator | Hr |  | 150 | 0
| Hammer attachment 5T | Hr |  | 50 | 0
| Skid steer | Hr |  | 140 | 0
| 8T Excavator | Hr |  | 128 | 0
| Hammer attachment 8T | Hr |  | 26 | 0
| Ripper 8T | Hr |  | 10 | 0
| 13-15T Excavator | Hr |  | 153 | 0
| Hammer attachment 14T | Hr |  | 36 | 0
| Ripper 14T | Hr |  | 10 | 0
| 3000L Hydro Excavation Truck | Hr |  | 190 | 0
| 4500L Hydro Excavation Truck | Hr |  | 220 | 0
| 6300L Hydro Excavation Truck | Hr |  | 250 | 0
| Water Truck allow for water at cost | Hr |  | 110 | 0
| 12t Body Truck Tipper | Hr |  | 110 | 0
HIRE - DRY
| Skid Steer Loader_Tracked (CAT249+) | Day | 5 | 225.4333 | 1127.1667
| Skid Steer Loader_Wheeled (CAT226+) | Day |  | 163.9667 | 0
| Mini Loader, Stand-on Type | Day |  | 180 | 0
|  |  |  | 0 | 0
| 1.5-1.8 Ton_Excavator | Day |  | 137.1429 | 0
| 1.7-2Ton_Excavator | Day |  | 0 | 0
| 3-5Ton_Excavator | Day | 5 | 238.6667 | 1193.3333
| 8Ton_Excavator | Day |  | 261.1667 | 0
| 10-12Ton_Excavator | Day | 0 | 0 | 0
| 13-16Ton_Excavator | Day |  | 317.2 | 0
| 20-24Ton_Excavator | Day |  | 314.2857 | 0
|  |  |  | 0 | 0
| Ripper_1.7-2T | Day |  | 0 | 0
| Ripper_1.5-4T | Day |  | 32.74 | 0
| Ripper_3-5T | Day |  | 0 | 0
| Ripper_8T | Day |  | 40.38 | 0
| Breaker_1.7-2T | Day |  | 123.33 | 0
| Breaker_3-5T | Day |  | 165.89 | 0
| Breaker_8T | Day |  | 165.89 | 0
| Breaker_10-12T | Day |  | 0 | 0
| Breaker_13-15T | Day |  | 203 | 0
| Auger Drive_10-12T |  |  | 0 | 0
| 300Dia Auger Drill |  |  | 0 | 0
|  |  |  | 0 | 0
| 1.25T_Tipper Truck | Day |  | 205 | 0
| 2-4T_Tipper Truck | Day |  | 166.98 | 0
| <6T_Tipper Truck | Day |  | 171.4286 | 0
|  |  |  | 0 | 0
| <10T_Articulated Site Tipper | Day |  | 0 | 0
| Upright Rammer_Wacker | Day | 5 | 34.2857 | 171.4286
| Trench Roller_Dbl Drum_Remote | Day |  | 165 | 0
| <26Ft_Scissor Lift - Diesel | Day |  | 0 | 0
| <26Ft_Scissor Lift - Elec | Day | 30 | 250 | 7500
| <34Ft_Boom Lift - Diesel | Day |  | 0 | 0
| <34Ft_Boom Lift - Elec | Day |  | 0 | 0
|  |  |  | 0 | 0
| Porta Loo_No Tank | Day |  | 5.46 | 0
| 6*3m Demantable Lunchroom - COMPLETE | Day |  | 23 | 0
| 6*3m Demantable Office - COMPLETE | Day |  | 23 | 0
| 20Ft Shipping Container | Day |  | 0 | 0
| Quick Cut Demo Saw | Day |  | 0 | 0
| Sngl Ph_6KVA Genset | Day |  | 0 | 0
| Diesel Air Compressor_Trailer | Day |  | 0 | 0
| Air Breaker - Heavy | Day |  | 0 | 0
| Air Hose <10m | Day |  | 0 | 0
| Elec Breaker/Jachammer | Day |  | 0 | 0
| Flexdrive Motor Unit | Day |  | 0 | 0
| Flexdrive_Pump Shaft | Day |  | 0 | 0
| Temporary Power Board | Day |  | 0 | 0
|  |  |  | 0 | 0
| Dual CabUte | Day |  | 0 | 0
| 3m3 Skip Bbin | per serive |  | 230 | 0
| plus disposal | Tonne |  | 309 | 0
| site fee | Week |  | 35 | 0
| ~4m3_Skip Bin | per change over |  | 229.9 | 0
| ~6m3_Skip Bin | per change over |  | 239.8 | 0
| Plus disposal | Tonne |  | 309 | 0
| Site fee | Week |  | 35 | 0
| Vacuum Excavator - Vermeer VT250D | Day |  | 295.77 | 0
| Vac Trailer – Dry Hire | Day |  | 355 | 0
|  |  |  | 0 | 0
| TRANSPORT_Ex BRIS - Return | Day |  | 0 | 0
| TRANSPORT_Ex ROK - Return | Hour |  | 180 | 0
| 0-4T Per Hour Delivery Rate | Hour |  | 125 | 0
| 5 - 9t Transport Hourly Rate | Hour |  | 160 | 0
| 10 - 19t Low Loader Hourly rate - Minimum 2 Hour Charge | Hour |  | 200 | 0
| FUEL - Average_Candle | Week | 0.6 | 1850 | 1110
Subbies & Misc
| Surveyor | ea |  | 180 | 0
| Services Locator | ea |  | 130 | 0
| Compaction Testing - TEST | ea | 4 | 115 | 460
| Compaction Testing - Site Establishment | ea | 1 | 90 | 90
|  | ea | 0 |  | 0
|  | ea |  |  | 0
| FIRE TESTING / CERT | ea |  |  | 0
| FULL Hydro Test - Per Test (6.5Hr 1 x fitter, 1 x apprentice, 1 day Test gear) | ea | 1 | 1945 | 1945
| Provision of Form 72 | ea | 1 | 350 | 350
Material - Quarry, Misc
| Bedding / Fill Sand | m3 |  | 39.75 | 0
| CBR 45/2.5 Roadbase | m3 |  | 41.9 | 0
| Turf Underlay/Topsoil | m3 |  | 45.25 | 0
| Standard Garden Woodchip | m3 |  | 87 | 0
| Turf - Standard Couch or Similar | Slab (.5m2) |  | 6.48 | 0
| Cement Stabalized Sand (3-5%) | m3 |  | 169 | 0
| Exposed Agg Concrete - Standard/Cheapest Exposed Agg Stone | m3 |  | 252 | 0
| N25 20mm 80 Slump Concrete | m3 |  | 263 | 0
| Valve Margin strips; Concrete slab, 1 directions sign, 3 x valve No sign. | ea |  | 380 | 0
FIRE SERVICES - INGROUND
| 200 HDPE PN16 SDR11 - REDLINE | m |  | 46.8107 | 0
| 180 HDPE PN16 SDR11 - REDLINE | m |  | 35.144 | 0
| 125 HDPE PN16 SDR11 - REDLINE | m |  | 16.9935 | 0
| 32 HDPE PN16 SDR11 - BLUELINE | m |  | 1.6779 | 0
0
| 200 EF Coupler | ea |  | 60.8028 | 0
| 180 EF Coupler | ea |  | 35.4936 | 0
| 125 EF Coupler | ea |  | 19.4718 | 0
| 200 EF 45DFeg Bend | ea |  | 150.6408 | 0
| 180 EF 45DFeg Bend | ea |  | 135.1986 | 0
| 125 EF 45DFeg Bend | ea |  | 61.6722 | 0
| 200 EF 90DFeg Bend | ea |  | 150.6408 | 0
| 180 EF 90DFeg Bend | ea |  | 134.9778 | 0
| 125 EF 90DFeg Bend | ea |  | 61.617 | 0
| 200 EF TEE | ea |  | 151.455 | 0
| 180 EF TEE | ea |  | 157.7064 | 0
| 125 EF TEE | ea |  | 67.965 | 0
| 200*180 EF TEE | ea |  | 289.0686 | 0
| 200*125 EF TEE | ea |  | 301.4196 | 0
| 180*125 EF TEE | ea |  | 168.5394 | 0
| 200*180 EF Reducer | ea |  | 173.3556 | 0
| 180*125 EF Reducer | ea |  | 82.938 | 0
| 200PE*8"(200m) - MaxiStub W/Backing Ring | ea |  | 472.443 | 0
| 180PE*6"(150mm) - MaxiStub W/Backing Ring | ea |  | 179.0826 | 0
| 125PE*4" (100mm) - MaxiStub W/Backing Ring | ea |  | 127.8846 | 0
| 180mm PE x 150mm GALV ADAPTER - PLASSON Brand | ea |  | 432.2022 | 0
| 125mm PE x 100mm GALV ADAPTER - PLASSON Brand | ea |  | 281.6718 | 0
|  | 0 |  | 0 | 0
| 180mm PE x 150mm GALV ADAPTER | ea |  | 435.6798 | 0
| 125mm PE x 100mm GALV ADAPTER | ea |  | 277.9734 | 0
| 200 Long SPIG 45DFeg Bend | ea |  | 94.5852 | 0
| 180 Long SPIG 45DFeg Bend | ea |  | 88.9548 | 0
| 125 Long SPIG 45DFeg Bend | ea |  | 53.4888 | 0
| 200 Long SPIG 90DFeg Bend | ea |  | 118.9146 | 0
| 180 Long SPIG 90DFeg Bend | ea |  | 93.9918 | 0
| 125 Long SPIG 90DFeg Bend | ea |  | 43.677 | 0
| 200 Long SPIG TEE | ea |  | 176.1432 | 0
| 180 Long SPIG TEE | ea |  | 157.6236 | 0
| 125 Long SPIG TEE | ea |  | 52.7988 | 0
| 200*180 Long SPIG TEE | ea |  | 253.2024 | 0
| 200*125 Long SPIG TEE | ea |  | 265.5534 | 0
| 180*125 Long SPIG TEE | ea |  | 256.2798 | 0
| 200*180 Long SPIG Reducer | ea |  | 77.0592 | 0
| 180*125 Long SPIG Reducer | ea |  | 54.9654 | 0
|  | 0 |  | 0 | 0
| 200 FL DICL Sluice Valve | ea |  | 679.41 | 0
| 150 FL DICL Sluice Valve | ea |  | 323.53 | 0
| 100 FL DICL Sluice Valve | ea |  | 202.94 | 0
| Valve Spindle Riser - 600Long | ea |  | 136.94 | 0
| Valve Box - Cast Iron Trafficable - Rectangle Type "V" | ea |  | 123.53 | 0
| Valve Box - Non-Trafficable - Plastic Surround with CI Drop In "V" | ea |  | 98.82 | 0
|  | 0 |  | 0 | 0
| 200*150mm DICL FL Reducer | ea |  | 291.18 | 0
| 200*100mm DICL FL Reducer | ea |  | 330 | 0
| 150*100mm DICL FL Reducer | ea |  | 156 | 0
| 150mm DICL FL * SP Adapter | ea |  | 106.24 | 0
| 100mm DICL FL * SP Adapter | ea |  | 70.59 | 0
| 200mm DICL FL 90Deg Bend | ea |  | 516.35 | 0
| 150mm DICL FL 90Deg Bend | ea |  | 198.88 | 0
| 100mm DICL FL 90Deg Bend | ea |  | 108.71 | 0
| 200mm DICL FL TEE | ea |  | 672.65 | 0
| 150mm DICL FL TEE | ea |  | 228.24 | 0
| 100mm DICL FL TEE | ea |  | 128.24 | 0
| 200*150*200 DICL FL TEE | ea |  | 536.76 | 0
| 200*100*200 DICL FL TEE | ea |  | 576.47 | 0
| 150-100-150 DICL FL TEE | ea |  | 198.82 | 0
| 200mm DICL FL Pipe @ 1000 | ea |  | 898.82 | 0
| 200mm DICL FL Pipe @ 600 | ea |  | 640 | 0
| 200mm DICL FL Pipe @ 300 | ea |  | 355.29 | 0
| 150mm DICL FL Pipe @ 1000 | ea |  | 534.41 | 0
| 150mm DICL FL Pipe @ 600 | ea |  | 280 | 0
| 150mm DICL FL Pipe @ 450 | ea |  | 236.47 | 0
| 150mm DICL FL Pipe @ 300 | ea |  | 178.8 | 0
| 100mm DICL FL Pipe @ 1000 | ea |  | 362.35 | 0
| 100mm DICL FL Pipe @ 600 | ea |  | 144.71 | 0
| 100mm DICL FL Pipe @ 450 | ea |  | 135.88 | 0
| 100mm DICL FL Pipe @ 300 | ea |  | 76.47 | 0
| 150mm DICL FL Deadplate | ea |  | 67.65 | 0
| 100mm DICL FL Deadplate | ea |  | 43.53 | 0
|  | 0 |  | 0 | 0
| 200mm PE*DI Gasket Kit Complete | ea |  | 67.06 | 0
| 200mm DI*DI Gasket Kit Complete | ea |  | 46.71 | 0
| 150mm PE*DI Gasket Kit Complete | ea |  | 60 | 0
| 150mm DI*DI Gasket Kit Complete | ea |  | 42.35 | 0
| 100mm PE*DI Gasket Kit Complete | ea |  | 24.71 | 0
| 100mm DI*DI Gasket Kit Complete | ea |  | 20 | 0
|  | 0 |  | 0 | 0
| 150mm SS Gibault Adapter Coupling | ea |  | 108.71 | 0
| 100mm SS Gibault Adapter Coupling | ea |  | 87.06 | 0
| 180mm PE GRIPPER Adapter Coupling | ea |  | 305.88 | 0
| 125mm PE GRIPPER Adapter Coupling | ea |  | 182.35 | 0
| 180mm PE GRIPPER * 150FL Adapter Coupling | ea |  | 229.41 | 0
| 125mm PE GRIPPER * 100FL Adapter Coupling | ea |  | 152.94 | 0
| 180mm PE GRIPPER Sluice Valve | ea |  | 690 | 0
| 125mm PE GRIPPER Sluice Valve | ea |  | 408.47 | 0
|  | 0 |  | 0 | 0
| Detectable Tape - Fire x 250m | ea |  | 90 | 0
| Alcohol Weld Wipes | ea |  | 13.5 | 0
| Denzo Tape 100mm roll | ea |  | 27.14 | 0
| Black over-wrap tape - roll | ea |  | 27.14 | 0
0
| FIRE SERVICES - ABOVE GROUND |  |  |  | 0
| Description | Unit
| 150mm MED DUTY Galv Pipe | m |  | 43.8462 | 0
| 100mm MED DUTY Galv Pipe w/RG Ends | m | 24 | 28.4615 | 683.0769
| 100mm Class B Copper Pipe | m |  | 106.2417 | 0
| 25mm Class B Copper Pipe | m |  | 59.82 | 0
|  | 0 |  | 0 | 0
| 150mm Galv RG Coupling | ea |  | 12.83 | 0
| 100mm Galv RG Coupling | ea |  | 7.55 | 0
| 150mm Galv RG TEE | ea |  | 35.5 | 0
| 100mm Galv RG TEE | ea |  | 16.93 | 0
| 150mm Galv RG BEND 90Deg | ea |  | 22.85 | 0
| 100mm Galv RG BEND 90Deg | ea | 9 | 10.62 | 95.58
| 150mm Galv RG BEND 45Deg | ea |  | 23.5 | 0
| 100mm Galv RG BEND 45Deg | ea |  | 11.4 | 0
| 150mm Galv RG x 100mm FLANGE Adapt | ea |  | 30.75 | 0
| 100mm Galv RG x 100mm FLANGE Adapt | ea |  | 23.21 | 0
| 150mm RG Butterfly Valve Geared Wheel | ea |  | 217.8 | 0
| 100mm RG Butterfly Valve Geared Wheel | ea |  | 169.4 | 0
|  | 0 |  | 0 | 0
| 150mm H-Pattern Booster Assembly Complete | ea |  | 2350 | 0
| Booster Cabinet - Compl with doors and stickers | ea |  | 1155 | 0
|  | 0 |  | 0 | 0
| 100mm Dual Pillar Hydrant Complete_ Flanged Base 1500 High w/landing Valves | ea |  | 365 | 0
| 100mm Dual Pillar Hydrant Complete_ RG Base 1500 High w/landing Valves_OPTION | ea |  | 365 | 0
| 65mm RG Landing Valve | ea |  | 90 | 0
| Red caps and chain - suit 65mm QLD Landing valve | ea |  | 5 | 0
| 36m Fire Hose Reel w/25mm isolation valve | ea |  | 125 | 0
| 25mm Isolation Ball Valve (for fire hose reel) valve only, with hose nozzle latch | ea |  | 39 | 0
|  | 0 |  | 0 | 0
| 150mm FL Testable Double Check Valve - Compl. w/Valves | ea |  | 3100.7 | 0
| 150mm FL RPZD Valve - Compl. w/Valves | ea |  | 4237.09 | 0
|  | 0 |  | 0 | 0
| 100mm FL Levered Butterfly Vlave | ea |  | 114.44 | 0
| 100mm Copper Crimp - TEE | ea |  | 219.36 | 0
| 100mm Copper Crimp - 90Deg Bend | ea |  | 135.09 | 0
| 100mm Copper Crimp - 45Deg Bend | ea |  | 125.77 | 0
| 100mm Copper Crimp - Straight Socket | ea |  | 83.25 | 0
| 100mm Copper Crimp - 100mm FL Adapter | ea |  | 52.25 | 0
| 80mm Copper Crimp - TEE | ea |  | 175.66 | 0
| 100mm*80mm Copper Crimp - REDUCER | ea |  | 164.08 | 0
|  | 0 |  | 0 | 0
| 32mm Fi Lockable Ball Valve | ea |  | 77.95 | 0
| 32mm Cu Crimp * 32mi Adapt | ea |  | 17.16 | 0
| 32mm Cu Crimp Coupling Straight | ea |  | 7.23 | 0
| 32mm Cu Crimp 90Deg Bend | ea |  | 14.31 | 0
| 32mm Cu Crimp 45Deg Bend | ea |  | 16.24 | 0
| 32mm*25mm Cu Crimp Reducer | ea |  | 14.36 | 0
| 25mm Fi Lockable Ball Valve | ea |  | 46.94 | 0
| 25mm Cu Crimp * 25mi Adapt | ea |  | 8.46 | 0
| 25mm Cu Crimp Coupling Straight | ea |  | 5.74 | 0
| 25mm Cu Crimp 90Deg Bend | ea |  | 7.7 | 0
| 25mm Cu Crimp 45Deg Bend | ea |  | 10.19 | 0
|  | 0 |  | 0 | 0
| 150mm Galv 2 Piece Weld-nut Bracket M12 | ea |  | 5.86 | 0
| 100mm Galv 2 Piece Weld-nut Bracket M12 | ea |  | 4.41 | 0
| 150 Galv 2 Piece Channel Clip | ea |  | 5.36 | 0
| 100 Galv 2 Piece Channel Clip | ea |  | 4.4 | 0
| 12mm Galv Threaded Rod | ea |  | 10.64 | 0
| Galv Braced Counter Lever Bracket - 450Long | ea |  | 20 | 0
| 003 Padlock | ea |  | 19.5 | 0
| 100mm DI*DI Gasket Kit Complete | ea |  | 20 | 0
FIRE SERVICES - Misc.
Description
| Decommisioning Material | ea |  | 1388 | 0
| Electrofusion PE Welder 25-250mmPE. Please detail Spec | ea |  | 0 | 0
| PE Butt Welder. Automatic. 125-250mmPE. Please detail Spec - HIRE | WEEK |  | 450 | 0
| Hand Roll Groover. 65-150mm. | ea |  | 0 | 0
| Delivery - To Rockhampton PIPE LENGTHS as quoted | ea |  | 2178.48 | 0
| Delivery - To Rockhampton Standard/Palletised items | ea |  | 2178.48 | 0
POTABLE WATER_MAINS & R'Ins
Description
| 125 HDPE PN16 SDR11 - BLUELINE | m |  | 34.5 | 0
| 75 HDPE PE100 PN 16 -Blueline | m |  | 12.31 | 0
| 63 HDPE PE100 PN 16 -Blueline | m |  | 9.66 | 0
| 63 HDPE PN12.5 SDR11 - BLUELINE | m |  | 4.63 | 0
| 50 HDPE PE100 PN 16 - BLUELINE | m |  | 5.4 | 0
| 40 HDPE PE100 PN16 Blue Line | m |  | 4.4 | 0
| 40 HDPE PN12.5 SDR11 - BLUELINE | m |  | 2.3621 | 0
| 32 HDPE PE100 PN 16 -Blueline | m |  | 2.1 | 0
| 25 HDPE PE100 PN16 - BLUELINE | m |  | 1.22 | 0
| 25 HDPE PN12.5 SDR11 - BLUELINE | m |  | 2.43 | 0
| EF COUPLER 125MM (EA) | m |  | 1.38 | 0
| TEE EQUAL PE100 E/F 125MM | ea |  | 22 | 0
| TEE PE100 E/F 125*63MM | ea |  | 57.75 | 0
| EF REDUCER 125 X 90MM | ea |  | 139 | 0
| EF REDUCER 125 X 63MM | ea |  | 104.15 | 0
| EF REDUCER 75 X 63MM | ea |  | 26.1 | 0
| EF REDUCER 63 X 50MM | ea |  | 37.5 | 0
| EF REDUCER 50 X 40MM | ea |  | 35.93 | 0
| EF REDUCER 40 X 32MM | ea |  | 35 | 0
| EF REDUCER 40 X 25MM | ea |  | 35 | 0
| EF REDUCER 32 X 25MM | ea |  | 35 | 0
| ELBOW PE100 E/F 125MM X 45D | ea |  | 20 | 0
| ELBOW PE100 E/F 125MM X 90D | ea |  | 50 | 0
| HDPE 75mm X 90 D ELBOW | ea |  | 54 | 0
| HDPE 63MM X 90 D ELBOW | ea |  |  | 0
| HDPE 50MM X 90 D ELBOW | ea |  | 15.55 | 0
| HDPE 40MM X 90 D ELBOW | ea |  | 15 | 0
| Reducing Tee 125mm x 90mm | ea |  | 10.87 | 0
| Reducing Tee 125mm x 32mm | ea |  | 55 | 0
| Reducing Tee 75mm x 63mm | ea |  | 55 | 0
| Reducing Tee 75mm x 50mm | ea |  | 35 | 0
| Reducing Tee 75mm x 32mm | ea |  | 35 | 0
| Reducing Tee 63mm x 32mm | ea |  | 35 | 0
| Reducing Tee 50mm x 40mm | ea |  | 35 | 0
| Reducing Tee 40mm x 25mm | ea |  | 35 | 0
| Reducing Tee 32mm x 25mm | ea |  | 35 | 0
| EF Reducer 50mm x 25mm | ea |  | 35 | 0
| 50mm Tee | ea |  | 26 | 0
| 40mm Tee | ea |  | 35 | 0
| 32mm Tee | ea |  | 10.87 | 0
| HDPE 32mm X 90 D ELBOW | ea |  | 35 | 0
| HDPE 25mm X 90 D ELBOW | ea |  | 20 | 0
| HDPE 25mm X 45 D ELBOW | ea |  | 20 | 0
| 25mm Tee | ea |  |  | 0
| PE MAXI STUB FLANGE W/SS BK RING 125X 4" (EA) | ea |  | 35 | 0
| SLUICE VALVE PN16 T/D ACC FLNGD 100MM | ea |  | 102.5 | 0
| Valve Box - Cast Iron - Rectangle - Large - HD | ea |  | 235 | 0
| SADDLE TAPPING EF 125PE X 25PE | ea |  | 100 | 0
| SADDLE TAPPING EF 125PE X 32PE | ea |  | 47.41 | 0
| SADDLE TAPPING EF 125PE X 63PE | ea |  | 41.69 | 0
|  | ea |  | 85.55 | 0
| Detectable WATER Marker Tape - 250m |  |  |  | 0
| WIPES WELDING PLASSON XL (120 PK) | ea |  | 70 | 0
| Paint Pen - WHITE | ea |  | 19 | 0
|  | ea |  | 16 | 0
| 100 Cu Above Grnd | m |  | 40.21 | 0
| 50 Cu Above Grnd | m | 44 | 46.5 | 2046
| 40 Cu Above Grnd | m | 12 | 38.3333 | 460
| 32 Cu Above Grnd | m | 77 | 31.6667 | 2438.3333
| 32mmX 15 Cu WAT Crimp Reducer | ea | 1 | 30 | 30
| 32mm x25mm reducing tee | ea |  | 16.33 | 0
| 25 Cu Above Grnd | m | 58 | 21.5 | 1247
| B-PRESS WATER EQUAL TEE 32MM (EA) | ea | 6 | 23.51 | 141.06
| B-PRESS WATER ELBOW 90DEG X 25MM (EA) | ea |  | 7.17 | 0
| B-PRESS WATER EQUAL TEE 25MM (EA) | ea | 9 | 13.2 | 118.8
| 20 Cu Above Grnd | m | 77 | 13.6667 | 1052.3333
| B-PRESS WATER EQUAL TEE 20MM (EA) | ea | 4 | 6.88 | 27.52
| 15 Cu Above Grnd | m | 6 | 7.8333 | 47
| 50mm Cu 10mm Nut Clip | ea |  | 1.4 | 0
| 32mm Cu 10mm Nut Clip | ea |  | 1.38 | 0
| 25mm Cu 10mm Nut Clip | ea |  | 1.32 | 0
| 20mm Cu 10mm Nut Clip | ea |  | 1.24 | 0
| 10mm Zinc Threaded Rod | m |  | 5.1 | 0
0
| Kembla copper WATER ELBOW 90DEG X 32MM (EA) | ea | 8 | 17.37 | 138.96
| Kembla copper WATER ELBOW 90DEG X 25MM | ea | 12 | 7.7 | 92.4
| Kembla copper WATER ELBOW 90DEG X 20MM | ea | 18 | 4.58 | 82.44
0
0
0
0
HIDDEN |  |  |  |  | 0
| 63mm E/F PE 90 Deg Elb | ea |  | 13.5 | 0
| 63mm E/F PE 45 Deg Elb | ea |  | 13.5 | 0
| 63mm E/F PE TEE | ea |  | 9.5 | 0
| 63x40x63 E/F PE TEE | ea |  | 18.5 | 0
| 63x32x63 E/F PE TEE | ea |  | 18.5 | 0
| 63x25x63 E/F PE TEE | ea |  | 6 | 0
| 63mm E/F PE Coupling | ea |  | 5.5 | 0
| 63x40 E/F PE Reducer Coupling | ea |  | 17.5 | 0
| 63x32 E/F PE Reducer Coupling | ea |  | 16.5 | 0
| 63x25 E/F PE Reducer Coupling | ea |  | 2.5 | 0
| 63PEx50Fi E/F PE Adapter | ea |  | 43.5 | 0
| 63PEx50Mi E/F PE Adapter | ea |  | 43.5 | 0
| 63PEx50Fi E/F PE Tramsiton Union | ea |  | 45.5 | 0
| 63PEx50Mi E/F PE Transition Union | ea |  | 76 | 0
| 40mm E/F PE 90 Deg Elb | ea |  | 11.5 | 0
| 40mm E/F PE 45 Deg Elb | ea |  | 11.5 | 0
| 40mm E/F PE TEE | ea |  | 12 | 0
| 40x32x40 E/F PE TEE | ea |  | 18.5 | 0
| 40x25x40 E/F PE TEE | ea |  | 19.5 | 0
| 40mm E/F PE Coupling | ea |  | 4.5 | 0
| 40x32 E/F PE Reducer Coupling | ea |  | 10.5 | 0
| 40x25 E/F PE Reducer Coupling | ea |  | 14.5 | 0
| 40PEx32Fi E/F PE Adapter | ea |  | 28.5 | 0
| 40PEx32Mi E/F PE Adapter | ea |  | 29.5 | 0
| 40PEx32Fi E/F PE Tramsiton Union | ea |  | 36 | 0
| 40PEx32Mi E/F PE Transition Union | ea |  | 54 | 0
| 32mm E/F PE 90 Deg Elb | ea |  | 10.5 | 0
| 32mm E/F PE 45 Deg Elb | ea |  | 10 | 0
| 32mm E/F PE TEE | ea |  | 5.5 | 0
| 32x25x32 E/F PE TEE | ea |  | 18 | 0
| 32mm E/F PE Coupling | ea |  | 4.5 | 0
| 32x25 E/F PE Reducer Coupling | ea |  | 6.5 | 0
| 32PEx25Fi E/F PE Adapter | ea |  | 25.5 | 0
| 32PEx25Mi E/F PE Adapter | ea |  | 22.5 | 0
| 32mm E/F PE End Cap | ea |  | 8.5 | 0
| 32mm E/F PE End Plug | ea |  | 6.5 | 0
| 25mm E/F PE 90 Deg Elb | ea |  | 10.5 | 0
| 25mm E/F PE 45 Deg Elb | ea |  | 0 | 0
| 25mm E/F PE TEE | ea |  | 4.5 | 0
| 25mm E/F PE Coupling | ea |  | 4 | 0
| 25PEx25Fi E/F PE Adapter | ea |  | 17 | 0
| 25PEx25Mi E/F PE Adapter | ea |  | 17.5 | 0
| 25PEx20Fi E/F PE Adapter | ea |  | 4.5 | 0
| 25PEx20Mi E/F PE Adapter | ea |  | 2 | 0
| 25mm E/F PE End Cap | ea |  | 8.5 | 0
| 25mm E/F PE End Plug | ea |  | 4 | 0
HIDDEN |  |  |  |  | 0
| 100mm CU Crimp 90 DEG FxF Elbow | ea |  | 137 | 0
| 100mm CU Crimp 45 DEG FxF Elbow | ea |  | 139.5 | 0
| 100mm CU Crimp Tee | ea |  | 183 | 0
| 100x50x100 CU Crimp Tee | ea |  | 184.5 | 0
| 100x50 CU Crimp Reducer | ea |  | 56 | 0
| 100mm CU Crimp Repair Coupling | ea |  | 103 | 0
| 100mm CU Crimp Coupling | ea |  | 95 | 0
| 100Cu x 100Flange CU Crimp Coupling | ea |  | 99.5 | 0
| 50mm CU Crimp 90 DEG FxF Elbow | ea | 4 | 45.02 | 180.08
| 50mm CU Crimp 45 DEG FxF Elbow | ea |  | 33 | 0
| 50mm CU Crimp Tee | ea | 9 | 56.35 | 507.15
| 50x40x50 CU Crimp Tee | ea |  | 61 | 0
| 50x40x40 CU Crimp Tee | ea |  | 65 | 0
| 50x32x50 CU Crimp Tee | ea |  | 65 | 0
| 50x32x32 CU Crimp Tee | ea |  | 65 | 0
| 50x32x40 CU Crimp Tee | ea |  | 65 | 0
| 50x25x50 CU Crimp Tee | ea |  | 45 | 0
| 50x20x50 CU Crimp Tee | ea |  | 55 | 0
| 50x15x50 CU Crimp Tee | ea |  | 55 | 0
| 50x40 CU Crimp Reducer | ea | 1 | 30 | 30
| 50x32 CU Crimp Reducer | ea |  | 25 | 0
| 50x25 CU Crimp Reducer | ea | 2 | 34.92 | 69.84
| 50x20 CU Crimp Reducer | ea | 7 | 36 | 252
| 50x15 CU Crimp Reducer | ea |  | 22 | 0
| 50Cu x 50Mi CU Crimp Adapter | ea |  | 78 | 0
| 50Cu x 50Fi CU Crimp Adapter | ea |  | 89 | 0
| 50mm CU Crimp Repair Coupling | ea |  | 21 | 0
| 50mm CU Crimp Coupling | ea |  | 21 | 0
| 50Cu x 50Flange CU Crimp Coupling | ea |  | 0 | 0
| 50mm CU Crimp Cap | ea |  | 0 | 0
| 50Cu x W69/Barrell Barrell Union CU Crimp | ea |  | 0 | 0
| 40mm CU Crimp 90 DEG FxF Elbow | ea | 4 | 32.72 | 130.88
| 40mm CU Crimp 45 DEG FxF Elbow | ea |  | 0 | 0
| 40mm CU Crimp 90 DEG MxF Elbow | ea |  | 0 | 0
| 40mm CU Crimp 45 DEG MxF Elbow | ea |  | 0 | 0
| 40mm CU Crimp Tee | ea |  | 0 | 0
| 40x32x40 CU Crimp Tee | ea |  | 0 | 0
| 40x32x32 CU Crimp Tee | ea |  | 0 | 0
| 40x32x25 CU Crimp Tee | ea |  | 0 | 0
| 40x25x40 CU Crimp Tee | ea |  | 0 | 0
| 40x25x20 CU Crimp Tee | ea |  | 0 | 0
| 40x20x40 CU Crimp Tee | ea |  | 0 | 0
| 40x15x40 CU Crimp Tee | ea |  | 0 | 0
| 40x32 CU Crimp Reducer | ea |  | 0 | 0
| 40x25 CU Crimp Reducer | ea |  | 0 | 0
| 40x20 CU Crimp Reducer | ea |  | 0 | 0
| 40x15 CU Crimp Reducer | ea |  | 0 | 0
| 40Cu x 40Mi CU Crimp Adapter | ea |  | 0 | 0
| 40Cu x 40Fi CU Crimp Adapter | ea |  | 0 | 0
| 40mm CU Crimp Repair Coupling | ea |  | 0 | 0
| 40mm CU Crimp Coupling | ea |  | 0 | 0
| 40Cu x 40Flange CU Crimp Coupling | ea |  | 0 | 0
| 40mm CU Crimp Cap | ea |  | 0 | 0
| 40Cu x W69/Barrell Barrell Union CU Crimp | ea |  | 0 | 0
| 32mm CU Crimp 90 DEG FxF Elbow | ea |  | 0 | 0
| 32mm CU Crimp 45 DEG FxF Elbow | ea |  | 0 | 0
| 32mm CU Crimp 90 DEG MxF Elbow | ea |  | 0 | 0
| 32mm CU Crimp 45 DEG MxF Elbow | ea |  | 0 | 0
| 32mm CU Crimp Tee | ea |  | 18.54 | 0
| 32x25x32 CU Crimp Tee | ea |  | 0 | 0
| 32x25x20 CU Crimp Tee | ea |  | 0 | 0
| 32x20x32 CU Crimp Tee | ea |  | 18.35 | 0
| 32x20x20 CU Crimp Tee | ea |  | 0 | 0
| 32x20x15 CU Crimp Tee | ea |  | 0 | 0
| 32x15x32 CU Crimp Tee | ea |  | 0 | 0
| 32x15x25 CU Crimp Tee | ea |  | 0 | 0
| 32x15x20 CU Crimp Tee | ea |  | 0 | 0
| 32x15x15 CU Crimp Tee | ea |  | 0 | 0
| COUPLING RED CU KEMPRESS WATER 32MM X 25MM | ea |  | 16.33 | 0
| 32x20 CU Crimp Reducer | ea |  | 0 | 0
| 32x15 CU Crimp Reducer | ea |  | 0 | 0
| 32Cu x 32Mi CU Crimp Adapter | ea |  | 0 | 0
| 32Cu x 32Fi CU Crimp Adapter | ea |  | 0 | 0
| 32mm CU Crimp Repair Coupling | ea |  | 0 | 0
| 32mm CU Crimp Coupling | ea |  | 0 | 0
| 32mm CU Crimp Cap | ea |  | 0 | 0
| 32Cu x W69/Barrell Barrell Union CU Crimp | ea |  | 0 | 0
| 25mm CU Crimp 90 DEG FxF Elbow | ea |  | 0 | 0
| 25mm CU Crimp 45 DEG FxF Elbow | ea |  | 0 | 0
| 25mm CU Crimp 90 DEG MxF Elbow | ea |  | 0 | 0
| 25mm CU Crimp 45 DEG MxF Elbow | ea |  | 0 | 0
| 25mm CU Crimp Tee | ea |  | 0 | 0
| 25x20x25 CU Crimp Tee | ea |  | 0 | 0
| 25x20x20 CU Crimp Tee | ea |  | 0 | 0
| 25x20x15 CU Crimp Tee | ea |  | 0 | 0
| 25x15x25 CU Crimp Tee | ea |  | 0 | 0
| 25x15x20 CU Crimp Tee | ea |  | 0 | 0
| 25x15x15 CU Crimp Tee | ea |  | 0 | 0
| 25x20 CU Crimp Reducer | ea | 5 | 13.64 | 68.2
| 25x15 CU Crimp Reducer | ea |  | 0 | 0
| 25Cu x 25Mi CU Crimp Adapter | ea |  | 0 | 0
| 25Cu x 25Fi CU Crimp Adapter | ea |  | 0 | 0
| 25mm CU Crimp Repair Coupling | ea |  | 0 | 0
| 25mm CU Crimp Coupling | ea |  | 0 | 0
| 25mm CU Crimp Cap | ea |  | 0 | 0
| 25Cu x W69/Barrell Barrell Union CU Crimp | ea |  | 0 | 0
| 20mm CU Crimp 90 DEG FxF Elbow | ea |  | 0 | 0
| 20mm CU Crimp 45 DEG FxF Elbow | ea |  | 0 | 0
| 20mm CU Crimp 90 DEG MxF Elbow | ea |  | 0 | 0
| 20mm CU Crimp 45 DEG MxF Elbow | ea |  | 0 | 0
| 20mm CU Crimp Tee | ea |  | 5.61 | 0
| 20x15x20 CU Crimp Tee | ea |  | 0 | 0
| 20x15x15 CU Crimp Tee | ea |  | 0 | 0
| 20x15 CU Crimp Reducer | ea |  | 0 | 0
| 20Cu x 20Mi CU Crimp Adapter | ea |  | 0 | 0
| 20Cu x 20Fi CU Crimp Adapter | ea |  | 0 | 0
| 20mm CU Crimp Repair Coupling | ea |  | 0 | 0
| 20mm CU Crimp Coupling | ea |  | 0 | 0
| 20mm CU Crimp Cap | ea |  | 0 | 0
| 20Cu x W69/Barrell Barrell Union CU Crimp | ea |  | 0 | 0
| 15mm CU Crimp 90 DEG FxF Elbow | ea | 2 | 3 | 6
| 15mm CU Crimp 45 DEG FxF Elbow | ea |  | 0 | 0
| 15mm CU Crimp 90 DEG MxF Elbow | ea |  | 0 | 0
| 15mm CU Crimp 45 DEG MxF Elbow | ea |  | 0 | 0
| 15mm CU Crimp Tee | ea |  | 0 | 0
| 15Cu x 15Mi CU Crimp Adapter | ea |  | 0 | 0
| 15Cu x 15Fi CU Crimp Adapter | ea |  | 0 | 0
| 15Cu Fi BP, wall elbow | ea |  | 0 | 0
| 15Cu Mi BP, Wall elbow - 90 Long | ea |  | 0 | 0
| 15Cu Mi BP, Wall elbow - 120+ Long | ea |  | 0 | 0
| 15mm CU Crimp Repair Coupling | ea |  | 0 | 0
| 15mm CU Crimp Coupling | ea |  | 0 | 0
| 15mm CU Crimp Cap | ea |  | 0 | 0
| 15Cu x W69/Barrell Barrell Union CU Crimp | ea |  | 0 | 0
| 50mm Ball Valve Fi | ea |  | 0 | 0
| 40mm Ball Valve Fi | ea |  | 0 | 0
| 32mm Ball Valve Fi | ea |  | 26.25 | 0
| 25mm Ball Valve Fi | ea |  | 0 | 0
| 20mm Ball Valve Fi | ea |  | 0 | 0
| 15mm Ball Valve Fi | ea |  | 0 | 0
| 50mm Mi BRS Nipple | ea |  | 0 | 0
| 50mm Fi BRS Socket | ea |  | 0 | 0
| 50mm Mi BRS Union | ea |  | 0 | 0
| 50mm Fi BRS Union | ea |  | 0 | 0
| 50mm BRS Plug | ea |  | 0 | 0
| 50mm BRS Cap | ea |  | 0 | 0
| 40mm Mi BRS Nipple | ea |  | 0 | 0
| 40mm Fi BRS Socket | ea |  | 0 | 0
| 40mm Mi BRS Union | ea |  | 0 | 0
| 40mm Fi BRS Union | ea |  | 0 | 0
| 40mm BRS Plug | ea |  | 0 | 0
| 40mm BRS Cap | ea |  | 0 | 0
| 32mm Mi BRS Nipple | ea |  | 0 | 0
| 32mm Fi BRS Socket | ea |  | 0 | 0
| 32mm Mi BRS Union | ea |  | 0 | 0
| 32mm Fi BRS Union | ea |  | 0 | 0
| 32mm BRS Plug | ea |  | 0 | 0
| 32mm BRS Cap | ea |  | 0 | 0
| 25mm Mi BRS Nipple | ea |  | 0 | 0
| 25mm Fi BRS Socket | ea |  | 0 | 0
| 25mm Mi BRS Union | ea |  | 0 | 0
| 25mm Fi BRS Union | ea |  | 0 | 0
| 25mm BRS Plug | ea |  | 0 | 0
| 25mm BRS Cap | ea |  | 0 | 0
|  |  |  | 0 | 0
| 20mm pex Pipe - Black | m |  | 0 | 0
| 15mm Pex pipe - Black | m |  | 0 | 0
| 15mm Pex pipe - Red | m |  | 0 | 0
| 20 pex Elbow | ea |  | 0 | 0
| 20 Pex TEE | ea |  | 0 | 0
| 20x15 Pex TEE | ea |  | 0 | 0
| 20 PEX Mi Adapter | ea |  | 0 | 0
| 20 PEX Fi Adapter | ea |  | 0 | 0
| 20x15 Pex Reducer | ea |  | 0 | 0
| 20 PEXxCU Crimp conversion coupling | ea |  | 0 | 0
| 20 PEX Straight coupling | ea |  | 0 | 0
| 15 Pex Elbow | ea |  | 0 | 0
| 15 Pex TEE | ea |  | 0 | 0
| 15 PEXMi Adapter | ea |  | 0 | 0
| 15 PEX Fi Adapter | ea |  | 0 | 0
| 15 PEX Fi BP, wall elbow | ea |  | 0 | 0
| 15 PEX Mi BP, Wall elbow - 90 Long | ea |  | 0 | 0
| 15 PEX Mi BP, Wall elbow - 120+ Long | ea |  | 0 | 0
| 15 PEXxCU Crimp conversion coupling | ea |  | 0 | 0
| 15 PEX Straight coupling | ea |  | 0 | 0
0
| Hose Taps Complete | ea |  | 56 | 0
| 100 FL DICL SLUICE VALVE | ea |  | 202.94 | 0
| 125PE*4" (100mm) - MaxiStub W/Stainless Steel Backing Ring | ea |  | 92.67 | 0
| 100mm PE*DI Gasket Kit Complete Parts & Labour | ea |  | 24.71 | 0
| 100mm DI*DI Gasket Kit Complete | ea |  | 20 | 0
| Valve Spindle Riser - 600Long | ea |  | 136.94 | 0
| 100mm Dual Pillar Hydrant Complete_ RG Base 1500 High w/landing Valves_OPTION | ea |  | 365 | 0
| 125mm PE x 100mm GALV ADAPTER - Acutech Brand | ea |  | 201.43 | 0
| Red caps and chain - suit 65mm QLD Landing valve | ea |  | 5 | 0
| RPZD 32mm | ea |  | 549.35 | 0
| RPZD 20mm | ea | 2 | 290.4 | 580.8
| RPZD 100mm | ea |  | 1809.63 | 0
| Office - Water & Rough IN | ea |  | 1650 | 0
| Ofice - NOGINS & Fixings | ea |  | 160 | 0
| Safety shr fittings | ea |  | 750 | 0
| In Grnd Fittings misc | ea |  | 450 | 0
| Abv Grnd Fittings misc | ea |  | 1250 | 0
| HWU quickie kit | ea |  | 190 | 0
| TMV | ea |  | 412.59 | 0
| TMV 2 AQUABLEND 1000 (ATMS710H-350) | ea | 2 | 502.1 | 1004.2
| 20MM TEMPERING VALVE | ea | 4 | 200 | 800
| 32mm Isolavtive valve | ea | 7 | 46 | 322
| 20mm Isolavtive valve | ea | 6 | 18.65 | 111.9
| 450 SQ PIT | ea |  | 30 | 0
| Dock Office Water Mat | ea |  | 1850 | 0
| 25mm RPZD | ea |  | 1800 | 0
ea
| misc. | ea |  | 3800 | 0
| 150mm isolation valve in valve pit (connect to authority watermain ) | ea |  | 371.37 | 0
| 25mm DCW Isolation vlave in valve pit with path box cover | ea |  | 469.04 | 0
| 25mm water meter in tamper steel cage with isolative valves in both side | ea |  | 659.8 | 0
| TMV in Box | ea |  | 587.96 | 0
| 100 mm Water meter | ea |  | 641.58 | 0
| 32 valve in pit | ea |  | 50 | 0
| 50mm control valve | ea |  | 31.71 | 0
| TLV under basin | ea |  | 146.09 | 0
| AUTOMATIC TRAP PRIMER | ea |  | 99.49 | 0
SEWER DRAINAGE -
Description
| PIPE DWV PVC S/WELD 150MM - In Grnd | m |  | 14.49 | 0
| PIPE DWV SN8 PVC S/WELD 100MM | m | 161 | 9.5496 | 1537.4856
| 150MM * 45D PVC JUNCTION | ea |  | 9.66 | 0
| 100MM * 45D PVC JUNCTION | ea | 24 | 4.7886 | 114.9264
| 150MM X 100MM 45D PVC JUNCTION | ea |  | 13.8 | 0
| 100*50 PVC DWV JUNCTION | ea |  | 6.5274 | 0
| 100MM * 65 PVC PVC JUNCTION | ea | 1 | 8.5974 | 8.5974
| 150MM X 45 Deg Bend | ea |  | 6.9 | 0
| 150MM X 90 Deg Bend | ea |  | 6.9 | 0
| 100MM X 90Deg Bend | ea | 36 | 2.5668 | 92.4048
| 100MM X 45Deg Bend | ea | 44 | 2.3308 | 102.5561
| DWV PIPE REDUCER 150X100mm | ea |  | 5.52 | 0
| DWV PIPE REDUCER 100 X 50mm | ea |  | 2.6772 | 0
| PIPE DWV PVC S/WELD 100MM - In Grnd | m |  | 6.9 | 0
| PIPE DWV PVC S/WELD 65MM - In Grnd | m | 6 | 5.52 | 33.12
| 63 HDPE PN12.5 SDR11 - BLACK or CREAM - In Grnd | m |  | 8.7354 | 0
| PIPE DWV PVC S/WELD 50mm | m |  | 3.726 | 0
| PIPE DWV PVC S/WELD 40mm | m |  | 2.898 | 0
| DWV BEND 65X 90 DEG | ea | 2 | 2.3322 | 4.6644
| DWV BEND 65X 45 DEG | ea | 1 | 2.5 | 2.5
| DWV BEND 40 X 85 DEG | ea |  | 4.14 | 0
| DWV BEND 50 X 45 DEG | ea |  | 0.9384 | 0
| DWV BEND 50 X85 DEG | ea |  | 11.7162 | 0
| 50mm Condensate INSULATION | m |  | 14 | 0
| 100mm Condensate INSULATION | m |  | 6 | 0
0
| 150mm - Gas Tight H/D Cast Iron Clearout (Peepeye) | ea |  | 40 | 0
| 150mm Clear Out Cover - L/D - Brass | ea |  | 30 | 0
| 100mm - Gas Tight H/D Cast Iron Clearout (Peepeye) | ea |  | 33 | 0
| 100mm Clear Out Cover - L/D - Brass | ea |  | 23.26 | 0
| 100 mm Inspection Opening | ea |  | 50 | 0
| 100mm Trapped point - 100mm Gully Trap | ea |  | 7.65 | 0
| FWG - 100mm Gully Trap | ea |  | 7.65 | 0
| FWG - 100mm 4-way Riser | ea |  | 13.59 | 0
| FWG - Grate - Tile Insert 100*100 Chrome Plated | ea |  | 0 | 0
| In-Wall TD & View Panel - SS | ea |  | 75 | 0
0
| 100mm PVC 10mm nut hanging clip | ea |  | 2 | 0
| 50mm PVC 10mm nut hanging clip | ea |  | 1.5 | 0
| 10mm Zinc Threaded Rod | m |  | 0 | 0
0
| Glue - Blue - 4Ltr | ea |  | 26.4 | 0
| Primer - Red - 4Ltr | ea |  | 23 | 0
| Detectable SEWER Marker Tape - 250m | ea |  | 75 | 0
| 100mm AbleFlex Roll | ea |  | 22 | 0
| Concrete Mix bag | ea |  | 10 | 0
0
| External Sewer Mains fitting | ea |  | 520 | 0
| Vents Complete | ea |  | 230 | 0
| Office Drainage mat | ea |  | 2800 | 0
| Dock Office Drainage Mat | ea |  | 950 | 0
| misc. | ea |  | 1250 | 0
| Overflow Gully | ea |  | 200 | 0
| Tundish with HT | ea |  | 60 | 0
| COS | ea |  | 120 | 0
| Tundish | ea | 1 | 61.33 | 61.33
| SIVEL EXPANSION JOINT | ea |  | 100 | 0
| FWG-130x130 STAINLESS STEEL GRATE WITH 80Ø VERTICAL OUTLET. SPS MODEL Q130/80SR | ea |  | 250 | 0
| FWG/BT - 200x200 PUSH IN BASKET TRAP WITH 316 STAINLESS STEEL GRATE CLASS 'C' SPS MODEL Q200 SR6-BT WITH FIXED SECONDARY STRAINER | ea |  | 250 | 0
| Fire Collars & Misc | ea |  | 300 | 0
| plaster /slip trap | ea |  | 1200 | 0
| B33 dark room neutralisation box + RPZDs ( rok 33 drainage on ground ) did not see any equipment needed on drawing | ea | 0 |  | 0
STORMWATER DRAINAGE
Description
| PIPE 600MM - RIBBED | m |  | 165.6 | 0
| PIPE 450MM - RIBBED | m |  | 89.7 | 0
| PIPE 375MM - RIBBED BLACK MAX | m |  | 66.24 | 0
| PIPE 300MM - RIBBED BLACK MAX | m |  | 0 | 0
| PIPE DWV SN8 PVC S/WELD 375MM | m |  | 85.1046 | 0
| PIPE DWV SN8 PVC S/WELD 300MM | m |  | 84.18 | 0
| PIPE DWV SN4 PVC S/WELD 300MM | m |  | 68.77 | 0
| PIPE SW H/D PVC S/WELD 300MM | m |  | 55.2 | 0
| PIPE DWV SN8 PVC S/WELD 225MM | m |  | 55.2 | 0
| PIPE DWV SN4 PVC S/WELD 225MM | m |  | 42.78 | 0
| PIPE SW H/D PVC S/WELD 225MM | m |  | 32.66 | 0
| PIPE DWV SN8 PVC S/WELD 150MM | m | 87 | 19.55 | 1700.85
| PIPE DWV SN4 PVC S/WELD 150MM | m |  | 16.1 | 0
| PIPE DWV SN8 PVC S/WELD 150MM - Suspended | m |  | 19.55 | 0
| PIPE DWV SN4 PVC S/WELD 150MM | m |  | 16.56 | 0
| PIPE DWV SN8 PVC S/WELD 100MM | m | 37 | 6.693 | 247.641
| PIPE DWV SN4 PVC S/WELD 100MM | m |  | 6.9 | 0
| PIPE DWV SN8 PVC S/WELD 50MM | m |  | 6.693 | 0
|  |  |  | 0 | 0
| DWV Grade Option |  |  | 0 | 0
|  | ea |  | 0 | 0
| 600*225 Ribbed Saddle | ea |  | 676.2 | 0
| 600*45Deg RIBBED Bend | ea |  | 897 | 0
| 600*450 Ribbed Reducer | ea |  | 1518 | 0
| 450*375 Ribbed*PVC Reducer | ea |  | 634.8 | 0
| 450 45 Deg ribbed Bend | ea |  | 800.4 | 0
| 450 * 225 Ribbed Saddle | ea |  | 441.6 | 0
| 375mm X 45Deg Junction | ea |  | 579.6 | 0
| 375X300X45D PVC JUNCTION | ea |  | 776.0982 | 0
| 375X225X45D PVC JUNCTION | ea |  | 777.4782 | 0
| 375MM X 300MM Reducer | ea |  | 524.4 | 0
| 375MM X 225MM Reducer | ea |  | 496.8 | 0
| 375MM X 90Deg Bend | ea |  | 745.2 | 0
| 375MM X 45Deg Bend | ea |  | 621 | 0
| 300MM * 45D PVC JUNCTION | ea |  | 496.8 | 0
| 300X225X45D PVC JUNCTION | ea |  | 441.6 | 0
| 300MM X 225MM Reducer | ea |  | 262.2 | 0
| 300MM X 90Deg Bend | ea |  | 345 | 0
| 300MM X 45Deg Bend | ea |  | 262.2 | 0
| 300MM X 150 Junction | ea |  | 455.4 | 0
| 225MM * 45D PVC JUNCTION | ea |  | 117.645 | 0
| 225X150X45D PVC JUNCTION | ea |  | 289.8 | 0
| 225MM X 90Deg Bend | ea |  | 85.56 | 0
| 225MM X 45Deg Bend | ea |  | 84.18 | 0
| 225MM X 150MM Reducer | ea |  | 62.1 | 0
| 150 PVC DWV 45Deg Junct | ea |  | 24.84 | 0
| 150MM X 90Deg Bend | ea | 41 | 22.08 | 905.28
| 150MM X 45Deg Bend | ea | 2 | 16.56 | 33.12
| 150X100X45D PVC JUNCTION | ea |  | 22.08 | 0
| PVC PIPE REDUCER 150X 100 mm | ea |  | 22.08 | 0
| 100MM * 45D PVC JUNCTION | ea | 1 | 6.486 | 6.486
| 100X50 X45D PVC JUNCTION | ea |  | 22.08 | 0
| PVC PIPE REDUCER 100X 50 mm | ea |  | 22.08 | 0
| 100MM X 90Deg Bend | ea | 12 | 16.56 | 198.72
| 100MM X 45Deg Bend | ea | 5 | 16.56 | 82.8
| 50 PVC X 45D PVC JUNCTION | ea |  | 19.32 | 0
| 50MM X 90Deg PVC Bend | ea |  | 0.897 | 0
| 50MM X 45Deg PVC Bend | ea |  | 0.897 | 0
|  |  |  | 0 | 0
|  |  |  | 0 | 0
| 150mm PVC 10mm nut hanging clip | ea |  | 2.622 | 0
| 10mm Zinc Threaded Rod | m |  | 2.76 | 0
| Glue - Blue - 4Ltr | ea |  | 36.432 | 0
| Primer - Red - 4Ltr | ea |  | 31.74 | 0
|  |  |  | 0 | 0
| SW_RRJ (RIBBED) Fittings |  |  | 0 | 0
|  |  |  | 0 | 0
| 375MM X 45Deg Bend | ea |  | 362.1396 | 0
| DN 375 X DN150 45 DEG BLACKMAX REDUCING JUNCTION (PVC FAB) | ea |  | 828 | 0
| DN375 x dn225 BlackMax® Reducing Adaptor FF RRJ x DWV SWJ (PVC Fab) | ea |  | 552 | 0
|  |  |  | 0 | 0
| DN 300 X DN150 45 DEG BLACKMAX REDUCING JUNCTION (PVC FAB) | ea |  | 690 | 0
| DN300 BLACK MAX 45 DEG BEND | ea |  | 414 | 0
| DN300 x dn225 BlackMax® Reducing Adaptor FF RRJ x DWV SWJ (PVC Fab) | ea |  | 414 | 0
| DN300 BLACK MAX 45 DEG BEND | ea |  | 414 | 0
|  | ea |  | 0 | 0
| 150mm Cap | ea |  | 20.7 | 0
| 150mm expansion coupler | ea |  | 110.4 | 0
| 450X450 GRATED SW GULLY | ea |  | 180 | 0
| SW IOS | EA | 1 | 80 | 80
FITOFF
| Fit-Off Material; Ground & First Floor - | ea | 20 | 180 | 3600
| Fit-Off Material; Second floor | ea | 12 | 180 | 2160
\
SUB TOTALS
221403.9184
|  |  |  | Contingency | 1.18
|  |  |  | Deliveries | 3650
TOTALS
264906.6237
Excavation/Quarry/Misc/ Takeoff.
|  | Qty | Unit
| Avrg Trench = .900D*.450W | 291 | m
| L/M Of Asphalt Reinstate | 0 | m
| M2 Of Asphalt Reinstate | 0 | m2
| L/M Of CBR Reinstate | 0 | m
| L/M of Inground Pipe (Average Depth) | 291 | m
| L/M of Inground Pipe (Deeper Than Average Depth) |  | m
| Avergage of trtenches 'Shared'…. Shared trench Factor | 0.1 | m
| SEWER / SW / TW - InGrnd |  | m | 0%
| WAT / FIRE - InGrnd |  | m | 0%
| SPK - InGrnd |  | m | 0%
|  | D | W | L | Spoil/Compact Factor; | Shared Trench Factor | Total m3 - EXCAVATED | Total M3 - Bed, Pipe, Cover reduction | Total M3 - Backfill Req (Less Bed&Pipe) | Total M3 - Spoil - REMOVE | TCS Load - Haulage & dump rate only
| L/M of Inground Pipe (Average Depth) | 0.95 | 0.6 | 291 | 1.3 | 0.1 | 199.044
| L/M of Inground Pipe (Deeper Than Average Depth) | 1.1 | 0.5 | 0 | 1.3 | 0 | 0
| L/M of Bed, Pipe, Cover material reduction (Average Depth) | 0.35 | 0.6 | 291 | 0 | 0.1 |  | 54.999
| L/M of Bed, Pipe, Cover material reduction (Deeper Than Average Depth) | 0.2 | 0.5 | 0 | 0 | 0 |  | 0
| L/M of BACKFILL required (Average Depth) | 0.95 | 0.6 | 291 | 1.3 | 0.1 |  |  | 144.045
| L/M of BACKFILL required (Deeper Than Average Depth) | 1.1 | 0.5 | 0 | 1.3 | 0 |  |  | 0
[10 empty] | QTY | Rate | Total
[7 empty] | 199.044 | 54.999 | 144.045 | 54.999 | 15 | 824.985
| Thrust Block Concrete | m3/TB | Qty | Total m3 | Contingency | Total m3 | Total Cost
|  | 0.1 |  | 0 | 1.1 | 0 | 0
Quarry & Concrete Product
1.4
| Description | Unit/LM | Unit | Rate | Rate/LM |  |  | QTY | Shared Trench Factor | Total Req. | Total | Contingency | TOTAL | Drainage Use | Fire/WAT Use | SPK Use
| 5-7mm Stone | 0.203 | Ton | 62 | 12.586 |  |  | 59.073 | 0.1 | 53.1657 | 3296.2734 | 1318.5094 | 4614.7828 | 0
| 5-7mm Stone | 0.14 | m3 | 62 | 16.926
| 10-12mm Stone | 0.45 | Ton | 62 | 27.9 |  |  | 0 |  |  | 0 |  | 0
| 80-110mm Stone | 0 | Ton | 25 | 0 |  |  | 0 |  |  | 0 |  | 0
| Medium River / Bed Sand | 0.225 | Ton | 62 | 13.95 |  |  | 65.475 | 0.1 | 58.9275 | 3653.505 | 1461.402 | 5114.907 |  | 0 | 0
| Medium River / Bed Sand | 0.14 | m3 | 62 | 13.02
| CBR15 Road Base | 0.36 | Ton | 27 | 9.72 |  |  | 0 |  |  | 0 |  | 0
| CBR45 | 0.36 | Ton | 30 | 10.8 |  |  | 0 |  |  | 0 |  | 0
| LEANMIX | 0.3 | m3 | 0 | 0 |  |  | 0 |  |  | 0 |  | 0
|  |  |  | TCS | Q2
| Description |  | Unit | Rate | Rate
| 5-7mm Stone |  | T | 62 | 31
| 10-12mm Stone |  | T | 62 | 39
| 80-110mm Stone |  | T | 25 | 29
| Medium River / Bed Sand |  | T | 62 | 26
| CBR15 Road Base |  | T | 48 | 27
| CBR45 |  | T | 50 | 30
| LEANMIX_20mm-12:1 |  | M3 | 168 | 0
| Concrete_25/20/80 |  | M3 | 153 | 0

## ROK034
Project:
Tricore -
Stage 1 Version 1
Item
1 | Complete -
Labour
| DAY | [7 empty] | april 2026 direct impact Increase % (not contigency)
| TRADESMAN_LEADING HAND | Day |  | 1231.1429 | 0
| TRADESMAN_PLUMBER_OPERATOR | Day |  | 941.1647 | 0 |  |  |  |  | PE Pipe & Fitting | 38% | 1.38
| T/A & Apprentice | Day |  | 768.0651 | 0 |  |  |  |  | PVC Pipe & Fittings | 38% | 1.38
| Crew #1 - InGround Drainage | Day |  | 2650.3945 | 0 |  |  |  |  | Subby Rates | 15% | 1.15
| Crew #2 - InGround Water/Fire | Day | 2 | 2650.3945 | 5300.7891 |  |  |  |  | Delivey Rate | 20% | 1.2
| Crew #3 - Above Ground Drainage | Day | 2 | 2650.3945 | 5300.7891
| Crew #4 - Above Ground WATER/FIRE | Day | 4 | 2650.3945 | 10601.5781
| Crew #5 - Above Ground FitOff / Misc | Day | 5 | 2650.3945 | 13251.9727
| Crew #6 - DEMO | Day |  | 1709.2298 | 0
HOUR
| TRADESMAN_LEADING HAND | HR | 0 | 123.1143 | 0
| TRADESMAN_PLUMBER_OPERATOR | HR | 0 | 94.1165 | 0
| T/A & Apprentice | HR | 0 | 76.8065 | 0
| Crew #1 - InGround Drainage | HR | 0 | 265.0395 | 0
| Crew #2 - InGround Water/Fire | HR | 0 | 265.0395 | 0
Demolition & Reinstatement
DEMO
| Asphalt Cutting | m |  | 15.525 | 0
| Concrete Cutting | m |  | 18.4 | 0
| Con Cut Establishemnt Fee | ea |  | 92 | 0
REINSTATE - CONCRETE
| Road/Drveway Reinstate; 1mW x 150 Thck, N25/20/80, Incl Reinforcement | m |  | 145 | 0
| Kerb & Channel - 1m Wide | ea |  | 155 | 0
| Footpath - 1.5mW, N25/20/80, Incl Reinforcement | lm |  | 180 | 0
| Footpath - 1.5mW, EXPOSED AGG, N25/20/80, Incl Reinforcement | lm |  | 185 | 0
REINSTATE - ASPHALT
| 50mm Thck - Trench Reinstatement Through Road/Driveway | m2 |  | 97 | 0
| 50mm Thck - 1.5-2m Wide Footpath reinstatements | m2 |  | 97 | 0
| Establishment Fee (1 per stage) | Ea |  | 5500 | 0
Equipment & Hire - INCL WET PLANT HIRE
PLANT HIRE - WET
| 1.8T Excavator | Hr |  | 100 | 0
| 3-5 ton Excavator | Hr |  | 115 | 0
| 3-5T Combo | Hr |  | 154 | 0
| Hammer attachment 3.5-4T | Hr |  | 21 | 0
| Ripper 3.5-4T | Hr |  | 10 | 0
| 5t Excavator | Hr |  | 150 | 0
| Hammer attachment 5T | Hr |  | 50 | 0
| Skid steer | Hr |  | 140 | 0
| 8T Excavator | Hr |  | 128 | 0
| Hammer attachment 8T | Hr |  | 26 | 0
| Ripper 8T | Hr |  | 10 | 0
| 13-15T Excavator | Hr |  | 153 | 0
| Hammer attachment 14T | Hr |  | 36 | 0
| Ripper 14T | Hr |  | 10 | 0
| 3000L Hydro Excavation Truck | Hr |  | 190 | 0
| 4500L Hydro Excavation Truck | Hr |  | 220 | 0
| 6300L Hydro Excavation Truck | Hr |  | 250 | 0
| Water Truck allow for water at cost | Hr |  | 110 | 0
| 12t Body Truck Tipper | Hr |  | 110 | 0
HIRE - DRY
| Skid Steer Loader_Tracked (CAT249+) | Day | 2 | 225.4333 | 450.8667
| Skid Steer Loader_Wheeled (CAT226+) | Day | 0 | 163.9667 | 0
| Mini Loader, Stand-on Type | Day |  | 180 | 0
|  |  |  | 0 | 0
| 1.5-1.8 Ton_Excavator | Day |  | 137.1429 | 0
| 1.7-2Ton_Excavator | Day |  | 0 | 0
| 3-5Ton_Excavator | Day | 2 | 238.6667 | 477.3333
| 8Ton_Excavator | Day |  | 261.1667 | 0
| 10-12Ton_Excavator | Day |  | 0 | 0
| 13-16Ton_Excavator | Day |  | 317.2 | 0
| 20-24Ton_Excavator | Day |  | 314.2857 | 0
|  |  |  | 0 | 0
| Ripper_1.7-2T | Day |  | 0 | 0
| Ripper_1.5-4T | Day |  | 32.74 | 0
| Ripper_3-5T | Day |  | 0 | 0
| Ripper_8T | Day |  | 40.38 | 0
| Breaker_1.7-2T | Day |  | 123.33 | 0
| Breaker_3-5T | Day |  | 165.89 | 0
| Breaker_8T | Day |  | 165.89 | 0
| Breaker_10-12T | Day |  | 0 | 0
| Breaker_13-15T | Day |  | 203 | 0
| Auger Drive_10-12T |  |  | 0 | 0
| 300Dia Auger Drill |  |  | 0 | 0
|  |  |  | 0 | 0
| 1.25T_Tipper Truck | Day |  | 205 | 0
| 2-4T_Tipper Truck | Day | 1 | 166.98 | 166.98
| <6T_Tipper Truck | Day |  | 171.4286 | 0
|  |  |  | 0 | 0
| <10T_Articulated Site Tipper | Day | 0 | 0 | 0
| Upright Rammer_Wacker | Day | 2 | 34.2857 | 68.5714
| Trench Roller_Dbl Drum_Remote | Day |  | 165 | 0
| <26Ft_Scissor Lift - Diesel | Day |  | 0 | 0
| <26Ft_Scissor Lift - Elec | Day |  | 0 | 0
| <34Ft_Boom Lift - Diesel | Day |  | 0 | 0
| <34Ft_Boom Lift - Elec | Day |  | 0 | 0
|  |  |  | 0 | 0
| Porta Loo_No Tank | Day |  | 5.46 | 0
| 6*3m Demantable Lunchroom - COMPLETE | Day |  | 23 | 0
| 6*3m Demantable Office - COMPLETE | Day |  | 23 | 0
| 20Ft Shipping Container | Day |  | 0 | 0
| Quick Cut Demo Saw | Day |  | 0 | 0
| Sngl Ph_6KVA Genset | Day |  | 0 | 0
| Diesel Air Compressor_Trailer | Day |  | 0 | 0
| Air Breaker - Heavy | Day |  | 0 | 0
| Air Hose <10m | Day |  | 0 | 0
| Elec Breaker/Jachammer | Day |  | 0 | 0
| Flexdrive Motor Unit | Day |  | 0 | 0
| Flexdrive_Pump Shaft | Day |  | 0 | 0
| Temporary Power Board | Day |  | 0 | 0
|  |  |  | 0 | 0
| Dual CabUte | Day |  | 0 | 0
| 3m3 Skip Bbin | per serive |  | 230 | 0
| plus disposal | Tonne |  | 309 | 0
| site fee | Week |  | 35 | 0
| ~4m3_Skip Bin | per change over |  | 229.9 | 0
| ~6m3_Skip Bin | per change over |  | 239.8 | 0
| Plus disposal | Tonne |  | 309 | 0
| Site fee | Week |  | 35 | 0
| Vacuum Excavator - Vermeer VT250D | Day |  | 295.77 | 0
| Vac Trailer – Dry Hire | Day |  | 355 | 0
|  |  |  | 0 | 0
| TRANSPORT_Ex BRIS - Return | Day |  | 0 | 0
| TRANSPORT_Ex ROK - Return | Hour |  | 180 | 0
| 0-4T Per Hour Delivery Rate | Hour |  | 125 | 0
| 5 - 9t Transport Hourly Rate | Hour |  | 160 | 0
| 10 - 19t Low Loader Hourly rate - Minimum 2 Hour Charge | Hour |  | 200 | 0
| FUEL - Average_Candle | Week | 0.2 | 1850 | 370
Subbies & Misc
| Surveyor | ea |  | 180 | 0
| Services Locator | ea |  | 130 | 0
| Compaction Testing - TEST | ea | 1 | 115 | 115
| Compaction Testing - Site Establishment | ea | 1 | 90 | 90
|  | ea |  |  | 0
|  | ea |  |  | 0
| FIRE TESTING / CERT | ea |  |  | 0
| FULL Hydro Test - Per Test (6.5Hr 1 x fitter, 1 x apprentice, 1 day Test gear) | ea |  | 1945 | 0
| Provision of Form 72 | ea |  | 350 | 0
Material - Quarry, Misc
| Bedding / Fill Sand | m3 |  | 39.75 | 0
| CBR 45/2.5 Roadbase | m3 |  | 41.9 | 0
| Turf Underlay/Topsoil | m3 |  | 45.25 | 0
| Standard Garden Woodchip | m3 |  | 87 | 0
| Turf - Standard Couch or Similar | Slab (.5m2) |  | 6.48 | 0
| Cement Stabalized Sand (3-5%) | m3 |  | 169 | 0
| Exposed Agg Concrete - Standard/Cheapest Exposed Agg Stone | m3 |  | 252 | 0
| N25 20mm 80 Slump Concrete | m3 |  | 263 | 0
| Valve Margin strips; Concrete slab, 1 directions sign, 3 x valve No sign. | ea |  | 380 | 0
FIRE SERVICES - INGROUND
| 200 HDPE PN16 SDR11 - REDLINE | m |  | 46.8107 | 0
| 180 HDPE PN16 SDR11 - REDLINE | m |  | 35.144 | 0
| 125 HDPE PN16 SDR11 - REDLINE | m |  | 16.9935 | 0
| 32 HDPE PN16 SDR11 - BLUELINE | m |  | 1.6779 | 0
0
| 200 EF Coupler | ea |  | 60.8028 | 0
| 180 EF Coupler | ea |  | 35.4936 | 0
| 125 EF Coupler | ea |  | 19.4718 | 0
| 200 EF 45DFeg Bend | ea |  | 150.6408 | 0
| 180 EF 45DFeg Bend | ea |  | 135.1986 | 0
| 125 EF 45DFeg Bend | ea |  | 61.6722 | 0
| 200 EF 90DFeg Bend | ea |  | 150.6408 | 0
| 180 EF 90DFeg Bend | ea |  | 134.9778 | 0
| 125 EF 90DFeg Bend | ea |  | 61.617 | 0
| 200 EF TEE | ea |  | 151.455 | 0
| 180 EF TEE | ea |  | 157.7064 | 0
| 125 EF TEE | ea |  | 67.965 | 0
| 200*180 EF TEE | ea |  | 289.0686 | 0
| 200*125 EF TEE | ea |  | 301.4196 | 0
| 180*125 EF TEE | ea |  | 168.5394 | 0
| 200*180 EF Reducer | ea |  | 173.3556 | 0
| 180*125 EF Reducer | ea |  | 82.938 | 0
| 200PE*8"(200m) - MaxiStub W/Backing Ring | ea |  | 472.443 | 0
| 180PE*6"(150mm) - MaxiStub W/Backing Ring | ea |  | 179.0826 | 0
| 125PE*4" (100mm) - MaxiStub W/Backing Ring | ea |  | 127.8846 | 0
| 180mm PE x 150mm GALV ADAPTER - PLASSON Brand | ea |  | 432.2022 | 0
| 125mm PE x 100mm GALV ADAPTER - PLASSON Brand | ea |  | 281.6718 | 0
|  | 0 |  | 0 | 0
| 180mm PE x 150mm GALV ADAPTER | ea |  | 435.6798 | 0
| 125mm PE x 100mm GALV ADAPTER | ea |  | 277.9734 | 0
| 200 Long SPIG 45DFeg Bend | ea |  | 94.5852 | 0
| 180 Long SPIG 45DFeg Bend | ea |  | 88.9548 | 0
| 125 Long SPIG 45DFeg Bend | ea |  | 53.4888 | 0
| 200 Long SPIG 90DFeg Bend | ea |  | 118.9146 | 0
| 180 Long SPIG 90DFeg Bend | ea |  | 93.9918 | 0
| 125 Long SPIG 90DFeg Bend | ea |  | 43.677 | 0
| 200 Long SPIG TEE | ea |  | 176.1432 | 0
| 180 Long SPIG TEE | ea |  | 157.6236 | 0
| 125 Long SPIG TEE | ea |  | 52.7988 | 0
| 200*180 Long SPIG TEE | ea |  | 253.2024 | 0
| 200*125 Long SPIG TEE | ea |  | 265.5534 | 0
| 180*125 Long SPIG TEE | ea |  | 256.2798 | 0
| 200*180 Long SPIG Reducer | ea |  | 77.0592 | 0
| 180*125 Long SPIG Reducer | ea |  | 54.9654 | 0
|  | 0 |  | 0 | 0
| 200 FL DICL Sluice Valve | ea |  | 679.41 | 0
| 150 FL DICL Sluice Valve | ea |  | 323.53 | 0
| 100 FL DICL Sluice Valve | ea |  | 202.94 | 0
| Valve Spindle Riser - 600Long | ea |  | 136.94 | 0
| Valve Box - Cast Iron Trafficable - Rectangle Type "V" | ea |  | 123.53 | 0
| Valve Box - Non-Trafficable - Plastic Surround with CI Drop In "V" | ea |  | 98.82 | 0
|  | 0 |  | 0 | 0
| 200*150mm DICL FL Reducer | ea |  | 291.18 | 0
| 200*100mm DICL FL Reducer | ea |  | 330 | 0
| 150*100mm DICL FL Reducer | ea |  | 156 | 0
| 150mm DICL FL * SP Adapter | ea |  | 106.24 | 0
| 100mm DICL FL * SP Adapter | ea |  | 70.59 | 0
| 200mm DICL FL 90Deg Bend | ea |  | 516.35 | 0
| 150mm DICL FL 90Deg Bend | ea |  | 198.88 | 0
| 100mm DICL FL 90Deg Bend | ea |  | 108.71 | 0
| 200mm DICL FL TEE | ea |  | 672.65 | 0
| 150mm DICL FL TEE | ea |  | 228.24 | 0
| 100mm DICL FL TEE | ea |  | 128.24 | 0
| 200*150*200 DICL FL TEE | ea |  | 536.76 | 0
| 200*100*200 DICL FL TEE | ea |  | 576.47 | 0
| 150-100-150 DICL FL TEE | ea |  | 198.82 | 0
| 200mm DICL FL Pipe @ 1000 | ea |  | 898.82 | 0
| 200mm DICL FL Pipe @ 600 | ea |  | 640 | 0
| 200mm DICL FL Pipe @ 300 | ea |  | 355.29 | 0
| 150mm DICL FL Pipe @ 1000 | ea |  | 534.41 | 0
| 150mm DICL FL Pipe @ 600 | ea |  | 280 | 0
| 150mm DICL FL Pipe @ 450 | ea |  | 236.47 | 0
| 150mm DICL FL Pipe @ 300 | ea |  | 178.8 | 0
| 100mm DICL FL Pipe @ 1000 | ea |  | 362.35 | 0
| 100mm DICL FL Pipe @ 600 | ea |  | 144.71 | 0
| 100mm DICL FL Pipe @ 450 | ea |  | 135.88 | 0
| 100mm DICL FL Pipe @ 300 | ea |  | 76.47 | 0
| 150mm DICL FL Deadplate | ea |  | 67.65 | 0
| 100mm DICL FL Deadplate | ea |  | 43.53 | 0
|  | 0 |  | 0 | 0
| 200mm PE*DI Gasket Kit Complete | ea |  | 67.06 | 0
| 200mm DI*DI Gasket Kit Complete | ea |  | 46.71 | 0
| 150mm PE*DI Gasket Kit Complete | ea |  | 60 | 0
| 150mm DI*DI Gasket Kit Complete | ea |  | 42.35 | 0
| 100mm PE*DI Gasket Kit Complete | ea |  | 24.71 | 0
| 100mm DI*DI Gasket Kit Complete | ea |  | 20 | 0
|  | 0 |  | 0 | 0
| 150mm SS Gibault Adapter Coupling | ea |  | 108.71 | 0
| 100mm SS Gibault Adapter Coupling | ea |  | 87.06 | 0
| 180mm PE GRIPPER Adapter Coupling | ea |  | 305.88 | 0
| 125mm PE GRIPPER Adapter Coupling | ea |  | 182.35 | 0
| 180mm PE GRIPPER * 150FL Adapter Coupling | ea |  | 229.41 | 0
| 125mm PE GRIPPER * 100FL Adapter Coupling | ea |  | 152.94 | 0
| 180mm PE GRIPPER Sluice Valve | ea |  | 690 | 0
| 125mm PE GRIPPER Sluice Valve | ea |  | 408.47 | 0
|  | 0 |  | 0 | 0
| Detectable Tape - Fire x 250m | ea |  | 90 | 0
| Alcohol Weld Wipes | ea |  | 13.5 | 0
| Denzo Tape 100mm roll | ea |  | 27.14 | 0
| Black over-wrap tape - roll | ea |  | 27.14 | 0
0
| FIRE SERVICES - ABOVE GROUND |  |  |  | 0
| Description | Unit
| 150mm MED DUTY Galv Pipe | m |  | 43.8462 | 0
| 100mm MED DUTY Galv Pipe w/RG Ends | m |  | 28.4615 | 0
| 100mm Class B Copper Pipe | m |  | 106.2417 | 0
| 25mm Class B Copper Pipe | m |  | 59.82 | 0
|  | 0 |  | 0 | 0
| 150mm Galv RG Coupling | ea |  | 12.83 | 0
| 100mm Galv RG Coupling | ea |  | 7.55 | 0
| 150mm Galv RG TEE | ea |  | 35.5 | 0
| 100mm Galv RG TEE | ea |  | 16.93 | 0
| 150mm Galv RG BEND 90Deg | ea |  | 22.85 | 0
| 100mm Galv RG BEND 90Deg | ea |  | 10.62 | 0
| 150mm Galv RG BEND 45Deg | ea |  | 23.5 | 0
| 100mm Galv RG BEND 45Deg | ea |  | 11.4 | 0
| 150mm Galv RG x 100mm FLANGE Adapt | ea |  | 30.75 | 0
| 100mm Galv RG x 100mm FLANGE Adapt | ea |  | 23.21 | 0
| 150mm RG Butterfly Valve Geared Wheel | ea |  | 217.8 | 0
| 100mm RG Butterfly Valve Geared Wheel | ea |  | 169.4 | 0
|  | 0 |  | 0 | 0
| 150mm H-Pattern Booster Assembly Complete | ea |  | 2350 | 0
| Booster Cabinet - Compl with doors and stickers | ea |  | 1155 | 0
|  | 0 |  | 0 | 0
| 100mm Dual Pillar Hydrant Complete_ Flanged Base 1500 High w/landing Valves | ea |  | 365 | 0
| 100mm Dual Pillar Hydrant Complete_ RG Base 1500 High w/landing Valves_OPTION | ea |  | 365 | 0
| 65mm RG Landing Valve | ea |  | 90 | 0
| Red caps and chain - suit 65mm QLD Landing valve | ea |  | 5 | 0
| 36m Fire Hose Reel w/25mm isolation valve | ea |  | 125 | 0
| 25mm Isolation Ball Valve (for fire hose reel) valve only, with hose nozzle latch | ea |  | 39 | 0
|  | 0 |  | 0 | 0
| 150mm FL Testable Double Check Valve - Compl. w/Valves | ea |  | 3100.7 | 0
| 150mm FL RPZD Valve - Compl. w/Valves | ea |  | 4237.09 | 0
|  | 0 |  | 0 | 0
| 100mm FL Levered Butterfly Vlave | ea |  | 114.44 | 0
| 100mm Copper Crimp - TEE | ea |  | 219.36 | 0
| 100mm Copper Crimp - 90Deg Bend | ea |  | 135.09 | 0
| 100mm Copper Crimp - 45Deg Bend | ea |  | 125.77 | 0
| 100mm Copper Crimp - Straight Socket | ea |  | 83.25 | 0
| 100mm Copper Crimp - 100mm FL Adapter | ea |  | 52.25 | 0
| 80mm Copper Crimp - TEE | ea |  | 175.66 | 0
| 100mm*80mm Copper Crimp - REDUCER | ea |  | 164.08 | 0
|  | 0 |  | 0 | 0
| 32mm Fi Lockable Ball Valve | ea |  | 77.95 | 0
| 32mm Cu Crimp * 32mi Adapt | ea |  | 17.16 | 0
| 32mm Cu Crimp Coupling Straight | ea |  | 7.23 | 0
| 32mm Cu Crimp 90Deg Bend | ea |  | 14.31 | 0
| 32mm Cu Crimp 45Deg Bend | ea |  | 16.24 | 0
| 32mm*25mm Cu Crimp Reducer | ea |  | 14.36 | 0
| 25mm Fi Lockable Ball Valve | ea |  | 46.94 | 0
| 25mm Cu Crimp * 25mi Adapt | ea |  | 8.46 | 0
| 25mm Cu Crimp Coupling Straight | ea |  | 5.74 | 0
| 25mm Cu Crimp 90Deg Bend | ea |  | 7.7 | 0
| 25mm Cu Crimp 45Deg Bend | ea |  | 10.19 | 0
|  | 0 |  | 0 | 0
| 150mm Galv 2 Piece Weld-nut Bracket M12 | ea |  | 5.86 | 0
| 100mm Galv 2 Piece Weld-nut Bracket M12 | ea |  | 4.41 | 0
| 150 Galv 2 Piece Channel Clip | ea |  | 5.36 | 0
| 100 Galv 2 Piece Channel Clip | ea |  | 4.4 | 0
| 12mm Galv Threaded Rod | ea |  | 10.64 | 0
| Galv Braced Counter Lever Bracket - 450Long | ea |  | 20 | 0
| 003 Padlock | ea |  | 19.5 | 0
| 100mm DI*DI Gasket Kit Complete | ea |  | 20 | 0
FIRE SERVICES - Misc.
Description
| Decommisioning Material | ea |  | 1388 | 0
| Electrofusion PE Welder 25-250mmPE. Please detail Spec | ea |  | 0 | 0
| PE Butt Welder. Automatic. 125-250mmPE. Please detail Spec - HIRE | WEEK |  | 450 | 0
| Hand Roll Groover. 65-150mm. | ea |  | 0 | 0
| Delivery - To Rockhampton PIPE LENGTHS as quoted | ea |  | 2178.48 | 0
| Delivery - To Rockhampton Standard/Palletised items | ea |  | 2178.48 | 0
POTABLE WATER_MAINS & R'Ins
Description
| 125 HDPE PN16 SDR11 - BLUELINE | m |  | 34.5 | 0
| 75 HDPE PE100 PN 16 -Blueline | m |  | 12.31 | 0
| 63 HDPE PE100 PN 16 -Blueline | m |  | 9.66 | 0
| 63 HDPE PN12.5 SDR11 - BLUELINE | m |  | 4.63 | 0
| 50 HDPE PE100 PN 16 - BLUELINE | m |  | 5.4 | 0
| 40 HDPE PE100 PN16 Blue Line | m |  | 4.4 | 0
| 40 HDPE PN12.5 SDR11 - BLUELINE | m |  | 2.3621 | 0
| 32 HDPE PE100 PN 16 -Blueline | m | 12 | 2.1 | 25.2
| 25 HDPE PE100 PN16 - BLUELINE | m |  | 1.22 | 0
| 25 HDPE PN12.5 SDR11 - BLUELINE | m |  | 2.43 | 0
| EF COUPLER 125MM (EA) | m |  | 1.38 | 0
| TEE EQUAL PE100 E/F 125MM | ea |  | 22 | 0
| TEE PE100 E/F 125*63MM | ea |  | 57.75 | 0
| EF REDUCER 125 X 90MM | ea |  | 139 | 0
| EF REDUCER 125 X 63MM | ea |  | 104.15 | 0
| EF REDUCER 75 X 63MM | ea |  | 26.1 | 0
| EF REDUCER 63 X 50MM | ea |  | 37.5 | 0
| EF REDUCER 50 X 40MM | ea |  | 35.93 | 0
| EF REDUCER 40 X 32MM | ea |  | 35 | 0
| EF REDUCER 40 X 25MM | ea |  | 35 | 0
| EF REDUCER 32 X 25MM | ea |  | 35 | 0
| ELBOW PE100 E/F 125MM X 45D | ea |  | 20 | 0
| ELBOW PE100 E/F 125MM X 90D | ea |  | 50 | 0
| HDPE 75mm X 90 D ELBOW | ea |  | 54 | 0
| HDPE 63MM X 90 D ELBOW | ea |  |  | 0
| HDPE 50MM X 90 D ELBOW | ea |  | 15.55 | 0
| HDPE 40MM X 90 D ELBOW | ea |  | 15 | 0
| Reducing Tee 125mm x 90mm | ea |  | 10.87 | 0
| Reducing Tee 125mm x 32mm | ea |  | 55 | 0
| Reducing Tee 75mm x 63mm | ea |  | 55 | 0
| Reducing Tee 75mm x 50mm | ea |  | 35 | 0
| Reducing Tee 75mm x 32mm | ea |  | 35 | 0
| Reducing Tee 63mm x 32mm | ea |  | 35 | 0
| Reducing Tee 50mm x 40mm | ea |  | 35 | 0
| Reducing Tee 40mm x 25mm | ea |  | 35 | 0
| Reducing Tee 32mm x 25mm | ea |  | 35 | 0
| EF Reducer 50mm x 25mm | ea |  | 35 | 0
| 50mm Tee | ea |  | 26 | 0
| 40mm Tee | ea |  | 35 | 0
| 32mm Tee | ea | 1 | 10.87 | 10.87
| HDPE 32mm X 90 D ELBOW | ea | 1 | 35 | 35
| HDPE 25mm X 90 D ELBOW | ea |  | 20 | 0
| HDPE 25mm X 45 D ELBOW | ea |  | 20 | 0
| 25mm Tee | ea |  | 35 | 0
| PE MAXI STUB FLANGE W/SS BK RING 125X 4" (EA) | ea |  | 102.5 | 0
| SLUICE VALVE PN16 T/D ACC FLNGD 100MM | ea |  | 235 | 0
| Valve Box - Cast Iron - Rectangle - Large - HD | ea |  | 100 | 0
| SADDLE TAPPING EF 125PE X 25PE | ea |  | 47.41 | 0
| SADDLE TAPPING EF 125PE X 32PE | ea |  | 41.69 | 0
| SADDLE TAPPING EF 125PE X 63PE | ea |  | 85.55 | 0
|  | ea |  |  | 0
| Detectable WATER Marker Tape - 250m | ea |  | 70 | 0
| WIPES WELDING PLASSON XL (120 PK) | ea |  | 19 | 0
| Paint Pen - WHITE | ea |  | 16 | 0
0
| 100 Cu Above Grnd |  |  | 40.21 | 0
| 50 Cu Above Grnd | m |  | 32 | 0
| 32 Cu Above Grnd | m | 14 | 19.98 | 279.72
| 32mm x25mm reducing tee | m |  | 16.33 | 0
| 25 Cu Above Grnd | ea |  | 17.52 | 0
| B-PRESS WATER EQUAL TEE 32MM (EA) | m | 2 | 15 | 30
| B-PRESS WATER ELBOW 90DEG X 25MM (EA) | ea |  | 7.17 | 0
| B-PRESS WATER EQUAL TEE 25MM (EA) | ea |  | 10.06 | 0
| 20 Cu Above Grnd | ea |  | 9.785 | 0
| B-PRESS WATER EQUAL TEE 20MM (EA) | m |  | 5.61 | 0
| 50mm Cu 10mm Nut Clip | ea |  | 1.4 | 0
| 32mm Cu 10mm Nut Clip | ea |  | 1.38 | 0
| 25mm Cu 10mm Nut Clip | ea |  | 1.32 | 0
| 20mm Cu 10mm Nut Clip | ea |  | 1.24 | 0
| 10mm Zinc Threaded Rod | ea |  | 5.1 | 0
|  | m |  |  | 0
| Kembla copper WATER ELBOW 90DEG X 32MM (EA) | ea | 3 | 14.31 | 42.93
| Kembla copper WATER ELBOW 90DEG X 25MM | ea |  | 7.17 | 0
| Kembla copper WATER ELBOW 90DEG X 20MM | ea |  | 3.76 | 0
0
0
0
0
HIDDEN |  |  |  |  | 0
| 63mm E/F PE 90 Deg Elb | ea |  | 13.5 | 0
| 63mm E/F PE 45 Deg Elb | ea |  | 13.5 | 0
| 63mm E/F PE TEE | ea |  | 9.5 | 0
| 63x40x63 E/F PE TEE | ea |  | 18.5 | 0
| 63x32x63 E/F PE TEE | ea |  | 18.5 | 0
| 63x25x63 E/F PE TEE | ea |  | 6 | 0
| 63mm E/F PE Coupling | ea |  | 5.5 | 0
| 63x40 E/F PE Reducer Coupling | ea |  | 17.5 | 0
| 63x32 E/F PE Reducer Coupling | ea |  | 16.5 | 0
| 63x25 E/F PE Reducer Coupling | ea |  | 2.5 | 0
| 63PEx50Fi E/F PE Adapter | ea |  | 43.5 | 0
| 63PEx50Mi E/F PE Adapter | ea |  | 43.5 | 0
| 63PEx50Fi E/F PE Tramsiton Union | ea |  | 45.5 | 0
| 63PEx50Mi E/F PE Transition Union | ea |  | 76 | 0
| 40mm E/F PE 90 Deg Elb | ea |  | 11.5 | 0
| 40mm E/F PE 45 Deg Elb | ea |  | 11.5 | 0
| 40mm E/F PE TEE | ea |  | 12 | 0
| 40x32x40 E/F PE TEE | ea |  | 18.5 | 0
| 40x25x40 E/F PE TEE | ea |  | 19.5 | 0
| 40mm E/F PE Coupling | ea |  | 4.5 | 0
| 40x32 E/F PE Reducer Coupling | ea |  | 10.5 | 0
| 40x25 E/F PE Reducer Coupling | ea |  | 14.5 | 0
| 40PEx32Fi E/F PE Adapter | ea |  | 28.5 | 0
| 40PEx32Mi E/F PE Adapter | ea |  | 29.5 | 0
| 40PEx32Fi E/F PE Tramsiton Union | ea |  | 36 | 0
| 40PEx32Mi E/F PE Transition Union | ea |  | 54 | 0
| 32mm E/F PE 90 Deg Elb | ea |  | 10.5 | 0
| 32mm E/F PE 45 Deg Elb | ea |  | 10 | 0
| 32mm E/F PE TEE | ea |  | 5.5 | 0
| 32x25x32 E/F PE TEE | ea |  | 18 | 0
| 32mm E/F PE Coupling | ea |  | 4.5 | 0
| 32x25 E/F PE Reducer Coupling | ea |  | 6.5 | 0
| 32PEx25Fi E/F PE Adapter | ea | 1 | 25.5 | 25.5
| 32PEx25Mi E/F PE Adapter | ea | 1 | 22.5 | 22.5
| 32mm E/F PE End Cap | ea |  | 8.5 | 0
| 32mm E/F PE End Plug | ea |  | 6.5 | 0
| 25mm E/F PE 90 Deg Elb | ea |  | 10.5 | 0
| 25mm E/F PE 45 Deg Elb | ea |  | 0 | 0
| 25mm E/F PE TEE | ea |  | 4.5 | 0
| 25mm E/F PE Coupling | ea |  | 4 | 0
| 25PEx25Fi E/F PE Adapter | ea |  | 17 | 0
| 25PEx25Mi E/F PE Adapter | ea |  | 17.5 | 0
| 25PEx20Fi E/F PE Adapter | ea |  | 4.5 | 0
| 25PEx20Mi E/F PE Adapter | ea |  | 2 | 0
| 25mm E/F PE End Cap | ea |  | 8.5 | 0
| 25mm E/F PE End Plug | ea |  | 4 | 0
HIDDEN |  | ea |  |  | 0
| 100mm CU Crimp 90 DEG FxF Elbow |  |  | 137 | 0
| 100mm CU Crimp 45 DEG FxF Elbow | ea |  | 139.5 | 0
| 100mm CU Crimp Tee | ea |  | 183 | 0
| 100x50x100 CU Crimp Tee | ea |  | 184.5 | 0
| 100x50 CU Crimp Reducer | ea |  | 56 | 0
| 100mm CU Crimp Repair Coupling | ea |  | 103 | 0
| 100mm CU Crimp Coupling | ea |  | 95 | 0
| 100Cu x 100Flange CU Crimp Coupling | ea |  | 99.5 | 0
| 50mm CU Crimp 90 DEG FxF Elbow | ea |  | 33.5 | 0
| 50mm CU Crimp 45 DEG FxF Elbow | ea |  | 33 | 0
| 50mm CU Crimp Tee | ea |  | 60.5 | 0
| 50x40x50 CU Crimp Tee | ea |  | 61 | 0
| 50x40x40 CU Crimp Tee | ea |  | 65 | 0
| 50x32x50 CU Crimp Tee | ea |  | 65 | 0
| 50x32x32 CU Crimp Tee | ea |  | 65 | 0
| 50x32x40 CU Crimp Tee | ea |  | 65 | 0
| 50x25x50 CU Crimp Tee | ea |  | 45 | 0
| 50x20x50 CU Crimp Tee | ea |  | 55 | 0
| 50x15x50 CU Crimp Tee | ea |  | 55 | 0
| 50x40 CU Crimp Reducer | ea |  | 21.5 | 0
| 50x32 CU Crimp Reducer | ea |  | 25 | 0
| 50x25 CU Crimp Reducer | ea |  | 22 | 0
| 50x20 CU Crimp Reducer | ea |  | 22 | 0
| 50x15 CU Crimp Reducer | ea |  | 22 | 0
| 50Cu x 50Mi CU Crimp Adapter | ea |  | 78 | 0
| 50Cu x 50Fi CU Crimp Adapter | ea |  | 89 | 0
| 50mm CU Crimp Repair Coupling | ea |  | 21 | 0
| 50mm CU Crimp Coupling | ea |  | 21 | 0
| 50Cu x 50Flange CU Crimp Coupling | ea |  | 0 | 0
| 50mm CU Crimp Cap | ea |  | 0 | 0
| 50Cu x W69/Barrell Barrell Union CU Crimp | ea |  | 0 | 0
| 40mm CU Crimp 90 DEG FxF Elbow | ea |  | 0 | 0
| 40mm CU Crimp 45 DEG FxF Elbow | ea |  | 0 | 0
| 40mm CU Crimp 90 DEG MxF Elbow | ea |  | 0 | 0
| 40mm CU Crimp 45 DEG MxF Elbow | ea |  | 0 | 0
| 40mm CU Crimp Tee | ea |  | 0 | 0
| 40x32x40 CU Crimp Tee | ea |  | 0 | 0
| 40x32x32 CU Crimp Tee | ea |  | 0 | 0
| 40x32x25 CU Crimp Tee | ea |  | 0 | 0
| 40x25x40 CU Crimp Tee | ea |  | 0 | 0
| 40x25x20 CU Crimp Tee | ea |  | 0 | 0
| 40x20x40 CU Crimp Tee | ea |  | 0 | 0
| 40x15x40 CU Crimp Tee | ea |  | 0 | 0
| 40x32 CU Crimp Reducer | ea |  | 0 | 0
| 40x25 CU Crimp Reducer | ea |  | 0 | 0
| 40x20 CU Crimp Reducer | ea |  | 0 | 0
| 40x15 CU Crimp Reducer | ea |  | 0 | 0
| 40Cu x 40Mi CU Crimp Adapter | ea |  | 0 | 0
| 40Cu x 40Fi CU Crimp Adapter | ea |  | 0 | 0
| 40mm CU Crimp Repair Coupling | ea |  | 0 | 0
| 40mm CU Crimp Coupling | ea |  | 0 | 0
| 40Cu x 40Flange CU Crimp Coupling | ea |  | 0 | 0
| 40mm CU Crimp Cap | ea |  | 0 | 0
| 40Cu x W69/Barrell Barrell Union CU Crimp | ea |  | 0 | 0
| 32mm CU Crimp 90 DEG FxF Elbow | ea |  | 0 | 0
| 32mm CU Crimp 45 DEG FxF Elbow | ea |  | 0 | 0
| 32mm CU Crimp 90 DEG MxF Elbow | ea |  | 0 | 0
| 32mm CU Crimp 45 DEG MxF Elbow | ea |  | 0 | 0
| 32mm CU Crimp Tee | ea |  | 0 | 0
| 32x25x32 CU Crimp Tee | ea |  | 18.54 | 0
| 32x25x20 CU Crimp Tee | ea |  | 0 | 0
| 32x20x32 CU Crimp Tee | ea |  | 0 | 0
| 32x20x20 CU Crimp Tee | ea |  | 18.35 | 0
| 32x20x15 CU Crimp Tee | ea |  | 0 | 0
| 32x15x32 CU Crimp Tee | ea |  | 0 | 0
| 32x15x25 CU Crimp Tee | ea |  | 0 | 0
| 32x15x20 CU Crimp Tee | ea |  | 0 | 0
| 32x15x15 CU Crimp Tee | ea |  | 0 | 0
| COUPLING RED CU KEMPRESS WATER 32MM X 25MM | ea |  | 0 | 0
| 32x20 CU Crimp Reducer | ea |  | 16.33 | 0
| 32x15 CU Crimp Reducer | ea |  | 0 | 0
| 32Cu x 32Mi CU Crimp Adapter | ea |  | 0 | 0
| 32Cu x 32Fi CU Crimp Adapter | ea |  | 0 | 0
| 32mm CU Crimp Repair Coupling | ea |  | 0 | 0
| 32mm CU Crimp Coupling | ea |  | 0 | 0
| 32mm CU Crimp Cap | ea |  | 0 | 0
| 32Cu x W69/Barrell Barrell Union CU Crimp | ea |  | 0 | 0
| 25mm CU Crimp 90 DEG FxF Elbow | ea |  | 0 | 0
| 25mm CU Crimp 45 DEG FxF Elbow | ea |  | 0 | 0
| 25mm CU Crimp 90 DEG MxF Elbow | ea |  | 0 | 0
| 25mm CU Crimp 45 DEG MxF Elbow | ea |  | 0 | 0
| 25mm CU Crimp Tee | ea |  | 0 | 0
| 25x20x25 CU Crimp Tee | ea |  | 0 | 0
| 25x20x20 CU Crimp Tee | ea |  | 0 | 0
| 25x20x15 CU Crimp Tee | ea |  | 0 | 0
| 25x15x25 CU Crimp Tee | ea |  | 0 | 0
| 25x15x20 CU Crimp Tee | ea |  | 0 | 0
| 25x15x15 CU Crimp Tee | ea |  | 0 | 0
| 25x20 CU Crimp Reducer | ea |  | 0 | 0
| 25x15 CU Crimp Reducer | ea |  | 0 | 0
| 25Cu x 25Mi CU Crimp Adapter | ea |  | 0 | 0
| 25Cu x 25Fi CU Crimp Adapter | ea |  | 0 | 0
| 25mm CU Crimp Repair Coupling | ea |  | 0 | 0
| 25mm CU Crimp Coupling | ea |  | 0 | 0
| 25mm CU Crimp Cap | ea |  | 0 | 0
| 25Cu x W69/Barrell Barrell Union CU Crimp | ea |  | 0 | 0
| 20mm CU Crimp 90 DEG FxF Elbow | ea |  | 0 | 0
| 20mm CU Crimp 45 DEG FxF Elbow | ea |  | 0 | 0
| 20mm CU Crimp 90 DEG MxF Elbow | ea |  | 0 | 0
| 20mm CU Crimp 45 DEG MxF Elbow | ea |  | 0 | 0
| 20mm CU Crimp Tee | ea |  | 0 | 0
| 20x15x20 CU Crimp Tee | ea |  | 5.61 | 0
| 20x15x15 CU Crimp Tee | ea |  | 0 | 0
| 20x15 CU Crimp Reducer | ea |  | 0 | 0
| 20Cu x 20Mi CU Crimp Adapter | ea |  | 0 | 0
| 20Cu x 20Fi CU Crimp Adapter | ea |  | 0 | 0
| 20mm CU Crimp Repair Coupling | ea |  | 0 | 0
| 20mm CU Crimp Coupling | ea |  | 0 | 0
| 20mm CU Crimp Cap | ea |  | 0 | 0
| 20Cu x W69/Barrell Barrell Union CU Crimp | ea |  | 0 | 0
| 15mm CU Crimp 90 DEG FxF Elbow | ea |  | 0 | 0
| 15mm CU Crimp 45 DEG FxF Elbow | ea |  | 0 | 0
| 15mm CU Crimp 90 DEG MxF Elbow | ea |  | 0 | 0
| 15mm CU Crimp 45 DEG MxF Elbow | ea |  | 0 | 0
| 15mm CU Crimp Tee | ea |  | 0 | 0
| 15Cu x 15Mi CU Crimp Adapter | ea |  | 0 | 0
| 15Cu x 15Fi CU Crimp Adapter | ea |  | 0 | 0
| 15Cu Fi BP, wall elbow | ea |  | 0 | 0
| 15Cu Mi BP, Wall elbow - 90 Long | ea |  | 0 | 0
| 15Cu Mi BP, Wall elbow - 120+ Long | ea |  | 0 | 0
| 15mm CU Crimp Repair Coupling | ea |  | 0 | 0
| 15mm CU Crimp Coupling | ea |  | 0 | 0
| 15mm CU Crimp Cap | ea |  | 0 | 0
| 15Cu x W69/Barrell Barrell Union CU Crimp | ea |  | 0 | 0
| 50mm Ball Valve Fi | ea |  | 0 | 0
| 40mm Ball Valve Fi | ea |  | 0 | 0
| 32mm Ball Valve Fi | ea |  | 0 | 0
| 25mm Ball Valve Fi | ea |  | 26.25 | 0
| 20mm Ball Valve Fi | ea |  | 0 | 0
| 15mm Ball Valve Fi | ea |  | 0 | 0
| 50mm Mi BRS Nipple | ea |  | 0 | 0
| 50mm Fi BRS Socket | ea |  | 0 | 0
| 50mm Mi BRS Union | ea |  | 0 | 0
| 50mm Fi BRS Union | ea |  | 0 | 0
| 50mm BRS Plug | ea |  | 0 | 0
| 50mm BRS Cap | ea |  | 0 | 0
| 40mm Mi BRS Nipple | ea |  | 0 | 0
| 40mm Fi BRS Socket | ea |  | 0 | 0
| 40mm Mi BRS Union | ea |  | 0 | 0
| 40mm Fi BRS Union | ea |  | 0 | 0
| 40mm BRS Plug | ea |  | 0 | 0
| 40mm BRS Cap | ea |  | 0 | 0
| 32mm Mi BRS Nipple | ea |  | 0 | 0
| 32mm Fi BRS Socket | ea |  | 0 | 0
| 32mm Mi BRS Union | ea |  | 0 | 0
| 32mm Fi BRS Union | ea |  | 0 | 0
| 32mm BRS Plug | ea |  | 0 | 0
| 32mm BRS Cap | ea |  | 0 | 0
| 25mm Mi BRS Nipple | ea |  | 0 | 0
| 25mm Fi BRS Socket | ea |  | 0 | 0
| 25mm Mi BRS Union | ea |  | 0 | 0
| 25mm Fi BRS Union | ea |  | 0 | 0
| 25mm BRS Plug | ea |  | 0 | 0
| 25mm BRS Cap | ea |  | 0 | 0
|  | ea |  | 0 | 0
| 20mm pex Pipe - Black | m |  | 0 | 0
| 15mm Pex pipe - Black | m |  | 0 | 0
| 15mm Pex pipe - Red | m |  | 0 | 0
| 20 pex Elbow | ea |  | 0 | 0
| 20 Pex TEE | ea |  | 0 | 0
| 20x15 Pex TEE | ea |  | 0 | 0
| 20 PEX Mi Adapter | ea |  | 0 | 0
| 20 PEX Fi Adapter | ea |  | 0 | 0
| 20x15 Pex Reducer | ea |  | 0 | 0
| 20 PEXxCU Crimp conversion coupling | ea |  | 0 | 0
| 20 PEX Straight coupling | ea |  | 0 | 0
| 15 Pex Elbow | ea |  | 0 | 0
| 15 Pex TEE | ea |  | 0 | 0
| 15 PEXMi Adapter | ea |  | 0 | 0
| 15 PEX Fi Adapter | ea |  | 0 | 0
| 15 PEX Fi BP, wall elbow | ea |  | 0 | 0
| 15 PEX Mi BP, Wall elbow - 90 Long | ea |  | 0 | 0
| 15 PEX Mi BP, Wall elbow - 120+ Long | ea |  | 0 | 0
| 15 PEXxCU Crimp conversion coupling | ea |  | 0 | 0
| 15 PEX Straight coupling | ea |  | 0 | 0
| Hose Taps Complete | ea |  | 56 | 0
| 100 FL DICL SLUICE VALVE | ea |  | 202.94 | 0
| 125PE*4" (100mm) - MaxiStub W/Stainless Steel Backing Ring | ea |  | 92.67 | 0
| 100mm PE*DI Gasket Kit Complete Parts & Labour | ea |  | 24.71 | 0
| 100mm DI*DI Gasket Kit Complete | ea |  | 20 | 0
| Valve Spindle Riser - 600Long | ea |  | 136.94 | 0
| 100mm Dual Pillar Hydrant Complete_ RG Base 1500 High w/landing Valves_OPTION | ea |  | 365 | 0
| 125mm PE x 100mm GALV ADAPTER - Acutech Brand | ea |  | 201.43 | 0
| Red caps and chain - suit 65mm QLD Landing valve | ea |  | 5 | 0
| RPZD 32mm | ea |  | 853 | 0
| RPZD 20mm | ea |  | 503 | 0
| RPZD 100mm | ea |  | 1809.63 | 0
| Office - Water & Rough IN | ea |  | 1650 | 0
| Ofice - NOGINS & Fixings | ea |  | 160 | 0
| Safety shr fittings | ea |  | 750 | 0
| In Grnd Fittings misc | ea |  | 450 | 0
| Abv Grnd Fittings misc | ea |  | 1250 | 0
| HWU quickie kit | ea |  | 190 | 0
| TMV | ea |  | 412.59 | 0
| 20mm Isolavtive valve | ea |  | 50 | 0
| 450 SQ PIT | ea |  | 30 | 0
| Dock Office Water Mat | ea |  | 1850 | 0
| 25mm RPZD | ea |  | 1800 | 0
0
| misc. | ea |  | 3800 | 0
| 150mm isolation valve in valve pit (connect to authority watermain ) | ea |  | 371.37 | 0
| 25mm DCW Isolation vlave in valve pit with path box cover | ea |  | 469.04 | 0
| 25mm water meter in tamper steel cage with isolative valves in both side | ea |  | 659.8 | 0
| TMV in Box | ea |  | 587.96 | 0
| 100 mm Water meter | ea |  | 641.58 | 0
| 32 valve in pit | ea |  | 50 | 0
| 50mm control valve | ea |  | 31.71 | 0
| TLV under basin | ea |  | 146.09 | 0
| AUTOMATIC TRAP PRIMER | ea |  | 99.49 | 0
SEWER DRAINAGE -
Description
| PIPE DWV PVC S/WELD 150MM - In Grnd | m |  | 14.49 | 0
| PIPE DWV SN8 PVC S/WELD 100MM | m | 11 | 9.5496 | 105.0456
| 150MM * 45D PVC JUNCTION | ea |  | 9.66 | 0
| 100MM * 45D PVC JUNCTION | ea | 2 | 4.7886 | 9.5772
| 150MM X 100MM 45D PVC JUNCTION | ea |  | 13.8 | 0
| 100*50 PVC DWV JUNCTION | ea |  | 6.5274 | 0
| 100MM * 65 PVC PVC JUNCTION | ea |  | 8.5974 | 0
| 150MM X 45 Deg Bend | ea |  | 6.9 | 0
| 150MM X 90 Deg Bend | ea |  | 6.9 | 0
| 100MM X 90Deg Bend | ea | 5 | 2.5668 | 12.834
| 100MM X 45Deg Bend | ea | 1 | 2.3308 | 2.3308
| DWV PIPE REDUCER 150X100mm | ea |  | 5.52 | 0
| DWV PIPE REDUCER 100 X 65mm | ea |  | 3.5 | 0
| DWV PIPE REDUCER 100 X 50mm | ea |  | 2.6772 | 0
| PIPE DWV PVC S/WELD 100MM - In Grnd | m |  | 6.9 | 0
| PIPE DWV PVC S/WELD 65MM - In Grnd | m |  | 5.52 | 0
| 63 HDPE PN12.5 SDR11 - BLACK or CREAM - In Grnd | m |  | 8.7354 | 0
| PIPE DWV PVC S/WELD 50mm | m |  | 3.726 | 0
| PIPE DWV PVC S/WELD 40mm | m |  | 2.898 | 0
| DWV BEND 65X 90 DEG | ea |  | 2.3322 | 0
| DWV BEND 65X 45 DEG | ea |  | 2.33 | 0
| DWV BEND 40 X 85 DEG | ea |  | 4.14 | 0
| DWV BEND 50 X 45 DEG | ea |  | 0.9384 | 0
| DWV BEND 50 X85 DEG | ea |  | 11.7162 | 0
| 50mm Condensate INSULATION | m |  | 14 | 0
| 100mm Condensate INSULATION | m |  | 6 | 0
0
| 150mm - Gas Tight H/D Cast Iron Clearout (Peepeye) | ea |  | 40 | 0
| 150mm Clear Out Cover - L/D - Brass | ea |  | 30 | 0
| 100mm - Gas Tight H/D Cast Iron Clearout (Peepeye) | ea |  | 33 | 0
| 100mm Clear Out Cover - L/D - Brass | ea |  | 23.26 | 0
| 100 mm Inspection Opening | ea | 1 | 50 | 50
| 100mm Trapped point - 100mm Gully Trap | ea |  | 7.65 | 0
| FWG - 100mm Gully Trap | ea |  | 7.65 | 0
| FWG - 100mm 4-way Riser | ea |  | 13.59 | 0
| FWG - Grate - Tile Insert 100*100 Chrome Plated | ea |  | 0 | 0
| In-Wall TD & View Panel - SS | ea |  | 75 | 0
0
| 100mm PVC 10mm nut hanging clip | ea |  | 2 | 0
| 50mm PVC 10mm nut hanging clip | ea |  | 1.5 | 0
| 10mm Zinc Threaded Rod | m |  | 0 | 0
0
| Glue - Blue - 4Ltr | ea |  | 26.4 | 0
| Primer - Red - 4Ltr | ea |  | 23 | 0
| Detectable SEWER Marker Tape - 250m | ea |  | 75 | 0
| 100mm AbleFlex Roll | ea |  | 22 | 0
| Concrete Mix bag | ea |  | 10 | 0
0
| External Sewer Mains fitting | ea |  | 520 | 0
| Vents Complete | ea |  | 230 | 0
| Office Drainage mat | ea |  | 2800 | 0
| Dock Office Drainage Mat | ea |  | 950 | 0
| misc. | ea |  | 1250 | 0
| Overflow Gully | ea |  | 200 | 0
| Tundish with HT | ea |  | 60 | 0
| COS | ea |  | 120 | 0
| Tundish | ea |  | 61.33 | 0
| SIVEL EXPANSION JOINT | ea |  | 100 | 0
| FWG-130x130 STAINLESS STEEL GRATE WITH 80Ø VERTICAL OUTLET. SPS MODEL Q130/80SR | ea |  | 250 | 0
| FWG/BT - 200x200 PUSH IN BASKET TRAP WITH 316 STAINLESS STEEL GRATE CLASS 'C' SPS MODEL Q200 SR6-BT WITH FIXED SECONDARY STRAINER | ea |  | 250 | 0
| Fire Collars & Misc | ea |  | 300 | 0
| plaster /slip trap | ea |  | 1200 | 0
STORMWATER DRAINAGE
Description
| PIPE 600MM - RIBBED | m |  | 165.6 | 0
| PIPE 450MM - RIBBED | m |  | 89.7 | 0
| PIPE 375MM - RIBBED BLACK MAX | m |  | 66.24 | 0
| PIPE 300MM - RIBBED BLACK MAX | m |  | 0 | 0
| PIPE DWV SN8 PVC S/WELD 375MM | m |  | 85.1046 | 0
| PIPE DWV SN8 PVC S/WELD 300MM | m |  | 84.18 | 0
| PIPE DWV SN4 PVC S/WELD 300MM | m |  | 68.77 | 0
| PIPE SW H/D PVC S/WELD 300MM | m |  | 55.2 | 0
| PIPE DWV SN8 PVC S/WELD 225MM | m |  | 55.2 | 0
| PIPE DWV SN4 PVC S/WELD 225MM | m |  | 42.78 | 0
| PIPE SW H/D PVC S/WELD 225MM | m |  | 32.66 | 0
| PIPE DWV SN8 PVC S/WELD 150MM | m |  | 19.55 | 0
| PIPE DWV SN4 PVC S/WELD 150MM | m |  | 16.1 | 0
| PIPE DWV SN8 PVC S/WELD 150MM - Suspended | m |  | 19.55 | 0
| PIPE DWV SN4 PVC S/WELD 150MM | m |  | 16.56 | 0
| PIPE DWV SN8 PVC S/WELD 100MM | m |  | 6.693 | 0
| PIPE DWV SN4 PVC S/WELD 100MM | m |  | 6.9 | 0
| PIPE DWV SN8 PVC S/WELD 50MM | m |  | 6.693 | 0
|  |  |  | 0 | 0
| DWV Grade Option |  |  | 0 | 0
|  | ea |  | 0 | 0
| 600*225 Ribbed Saddle | ea |  | 676.2 | 0
| 600*45Deg RIBBED Bend | ea |  | 897 | 0
| 600*450 Ribbed Reducer | ea |  | 1518 | 0
| 450*375 Ribbed*PVC Reducer | ea |  | 634.8 | 0
| 450 45 Deg ribbed Bend | ea |  | 800.4 | 0
| 450 * 225 Ribbed Saddle | ea |  | 441.6 | 0
| 375mm X 45Deg Junction | ea |  | 579.6 | 0
| 375X300X45D PVC JUNCTION | ea |  | 776.0982 | 0
| 375X225X45D PVC JUNCTION | ea |  | 777.4782 | 0
| 375MM X 300MM Reducer | ea |  | 524.4 | 0
| 375MM X 225MM Reducer | ea |  | 496.8 | 0
| 375MM X 90Deg Bend | ea |  | 745.2 | 0
| 375MM X 45Deg Bend | ea |  | 621 | 0
| 300MM * 45D PVC JUNCTION | ea |  | 496.8 | 0
| 300X225X45D PVC JUNCTION | ea |  | 441.6 | 0
| 300MM X 225MM Reducer | ea |  | 262.2 | 0
| 300MM X 90Deg Bend | ea |  | 345 | 0
| 300MM X 45Deg Bend | ea |  | 262.2 | 0
| 300MM X 150 Junction | ea |  | 455.4 | 0
| 225MM * 45D PVC JUNCTION | ea |  | 117.645 | 0
| 225X150X45D PVC JUNCTION | ea |  | 289.8 | 0
| 225MM X 90Deg Bend | ea |  | 85.56 | 0
| 225MM X 45Deg Bend | ea |  | 84.18 | 0
| 225MM X 150MM Reducer | ea |  | 62.1 | 0
| 150 PVC DWV 45Deg Junct | ea |  | 24.84 | 0
| 150MM X 90Deg Bend | ea |  | 22.08 | 0
| 150MM X 45Deg Bend | ea |  | 16.56 | 0
| 150X100X45D PVC JUNCTION | ea |  | 22.08 | 0
| PVC PIPE REDUCER 150X 100 mm | ea |  | 22.08 | 0
| 100MM * 45D PVC JUNCTION | ea |  | 6.486 | 0
| 100X50 X45D PVC JUNCTION | ea |  | 22.08 | 0
| PVC PIPE REDUCER 100X 50 mm | ea |  | 22.08 | 0
| 100MM X 90Deg Bend | ea |  | 16.56 | 0
| 100MM X 45Deg Bend | ea |  | 16.56 | 0
| 50 PVC X 45D PVC JUNCTION | ea |  | 19.32 | 0
| 50MM X 90Deg PVC Bend | ea |  | 0.897 | 0
| 50MM X 45Deg PVC Bend | ea |  | 0.897 | 0
|  |  |  | 0 | 0
|  |  |  | 0 | 0
| 150mm PVC 10mm nut hanging clip | ea |  | 2.622 | 0
| 10mm Zinc Threaded Rod | m |  | 2.76 | 0
| Glue - Blue - 4Ltr | ea |  | 36.432 | 0
| Primer - Red - 4Ltr | ea |  | 31.74 | 0
|  |  |  | 0 | 0
| SW_RRJ (RIBBED) Fittings |  |  | 0 | 0
|  |  |  | 0 | 0
| 375MM X 45Deg Bend | ea |  | 362.1396 | 0
| DN 375 X DN150 45 DEG BLACKMAX REDUCING JUNCTION (PVC FAB) | ea |  | 828 | 0
| DN375 x dn225 BlackMax® Reducing Adaptor FF RRJ x DWV SWJ (PVC Fab) | ea |  | 552 | 0
|  |  |  | 0 | 0
| DN 300 X DN150 45 DEG BLACKMAX REDUCING JUNCTION (PVC FAB) | ea |  | 690 | 0
| DN300 BLACK MAX 45 DEG BEND | ea |  | 414 | 0
| DN300 x dn225 BlackMax® Reducing Adaptor FF RRJ x DWV SWJ (PVC Fab) | ea |  | 414 | 0
| DN300 BLACK MAX 45 DEG BEND | ea |  | 414 | 0
|  | ea |  | 0 | 0
| 150mm Cap | ea |  | 20.7 | 0
| 150mm expansion coupler | ea |  | 110.4 | 0
| 450X450 GRATED SW GULLY | ea |  | 180 | 0
FITOFF
| Fit-Off Material; Ground & First Floor - | ea | 5 | 180 | 900
| Fit-Off Material; Ground & First Floor - | ea |  | 0 | 0
SUB TOTALS
37745.388
|  |  |  | Contingency | 1.18
|  |  |  | Deliveries | 3650
TOTALS
48189.5579
Excavation/Quarry/Misc/ Takeoff.
|  | Qty | Unit
| Avrg Trench = .900D*.450W | 23 | m
| L/M Of Asphalt Reinstate | 0 | m
| M2 Of Asphalt Reinstate | 0 | m2
| L/M Of CBR Reinstate | 0 | m
| L/M of Inground Pipe (Average Depth) | 23 | m
| L/M of Inground Pipe (Deeper Than Average Depth) |  | m
| Avergage of trtenches 'Shared'…. Shared trench Factor | 0.1 | m
| SEWER / SW / TW - InGrnd |  | m | 0%
| WAT / FIRE - InGrnd |  | m | 0%
| SPK - InGrnd |  | m | 0%
|  | D | W | L | Spoil/Compact Factor; | Shared Trench Factor | Total m3 - EXCAVATED | Total M3 - Bed, Pipe, Cover reduction | Total M3 - Backfill Req (Less Bed&Pipe) | Total M3 - Spoil - REMOVE | TCS Load - Haulage & dump rate only
| L/M of Inground Pipe (Average Depth) | 0.95 | 0.6 | 23 | 1.3 | 0.1 | 15.732
| L/M of Inground Pipe (Deeper Than Average Depth) | 1.1 | 0.5 | 0 | 1.3 | 0 | 0
| L/M of Bed, Pipe, Cover material reduction (Average Depth) | 0.35 | 0.6 | 23 | 0 | 0.1 |  | 4.347
| L/M of Bed, Pipe, Cover material reduction (Deeper Than Average Depth) | 0.2 | 0.5 | 0 | 0 | 0 |  | 0
| L/M of BACKFILL required (Average Depth) | 0.95 | 0.6 | 23 | 1.3 | 0.1 |  |  | 11.385
| L/M of BACKFILL required (Deeper Than Average Depth) | 1.1 | 0.5 | 0 | 1.3 | 0 |  |  | 0
[10 empty] | QTY | Rate | Total
[7 empty] | 15.732 | 4.347 | 11.385 | 4.347 | 15 | 65.205
| Thrust Block Concrete | m3/TB | Qty | Total m3 | Contingency | Total m3 | Total Cost
|  | 0.1 |  | 0 | 1.1 | 0 | 0
Quarry & Concrete Product
1.4
| Description | Unit/LM | Unit | Rate | Rate/LM |  |  | QTY | Shared Trench Factor | Total Req. | Total | Contingency | TOTAL | Drainage Use | Fire/WAT Use | SPK Use
| 5-7mm Stone | 0.203 | Ton | 62 | 12.586 |  |  | 4.669 | 0.1 | 4.2021 | 260.5302 | 104.2121 | 364.7423 | 0
| 5-7mm Stone | 0.14 | m3 | 62 | 16.926
| 10-12mm Stone | 0.45 | Ton | 62 | 27.9 |  |  | 0 |  |  | 0 |  | 0
| 80-110mm Stone | 0 | Ton | 25 | 0 |  |  | 0 |  |  | 0 |  | 0
| Medium River / Bed Sand | 0.225 | Ton | 62 | 13.95 |  |  | 5.175 | 0.1 | 4.6575 | 288.765 | 115.506 | 404.271 |  | 0 | 0
| Medium River / Bed Sand | 0.14 | m3 | 62 | 13.02
| CBR15 Road Base | 0.36 | Ton | 27 | 9.72 |  |  | 0 |  |  | 0 |  | 0
| CBR45 | 0.36 | Ton | 30 | 10.8 |  |  | 0 |  |  | 0 |  | 0
| LEANMIX | 0.3 | m3 | 0 | 0 |  |  | 0 |  |  | 0 |  | 0
|  |  |  | TCS | Q2
| Description |  | Unit | Rate | Rate
| 5-7mm Stone |  | T | 62 | 31
| 10-12mm Stone |  | T | 62 | 39
| 80-110mm Stone |  | T | 25 | 29
| Medium River / Bed Sand |  | T | 62 | 26
| CBR15 Road Base |  | T | 48 | 27
| CBR45 |  | T | 50 | 30
| LEANMIX_20mm-12:1 |  | M3 | 168 | 0
| Concrete_25/20/80 |  | M3 | 153 | 0

## ROK036
Project:
Tricore -
Stage 1 Version 1
Item
1 | Complete -
Labour
| DAY | [7 empty] | april 2026 direct impact Increase % (not contigency)
| TRADESMAN_LEADING HAND | Day |  | 1231.1429 | 0
| TRADESMAN_PLUMBER_OPERATOR | Day |  | 941.1647 | 0 |  |  |  |  | PE Pipe & Fitting | 38% | 1.38
| T/A & Apprentice | Day |  | 768.0651 | 0 |  |  |  |  | PVC Pipe & Fittings | 38% | 1.38
| Crew #1 - InGround Drainage | Day | 30 | 2650.3945 | 79511.8361 |  |  |  |  | Subby Rates | 15% | 1.15
| Crew #2 - InGround Water/Fire | Day | 6 | 2650.3945 | 15902.3672 |  |  |  |  | Delivey Rate | 20% | 1.2
| Crew #3 - Above Ground Drainage | Day | 31 | 2650.3945 | 82162.2306
| Crew #4 - Above Ground WATER/FIRE | Day | 63 | 2650.3945 | 166974.8558
| Crew #5 - Above Ground FitOff / Misc | Day | 50 | 2650.3945 | 132519.7268
| Crew #6 - DEMO | Day | 13 | 1709.2298 | 22219.9875
HOUR
| TRADESMAN_LEADING HAND | HR | 0 | 123.1143 | 0
| TRADESMAN_PLUMBER_OPERATOR | HR | 0 | 94.1165 | 0
| T/A & Apprentice | HR | 0 | 76.8065 | 0
| Crew #1 - InGround Drainage | HR | 0 | 265.0395 | 0
| Crew #2 - InGround Water/Fire | HR | 0 | 265.0395 | 0
Demolition & Reinstatement
DEMO
| Asphalt Cutting | m |  | 15.525 | 0
| Concrete Cutting | m |  | 18.4 | 0
| Con Cut Establishemnt Fee | ea |  | 92 | 0
REINSTATE - CONCRETE
| Road/Drveway Reinstate; 1mW x 150 Thck, N25/20/80, Incl Reinforcement | m |  | 145 | 0
| Kerb & Channel - 1m Wide | ea |  | 155 | 0
| Footpath - 1.5mW, N25/20/80, Incl Reinforcement | lm |  | 180 | 0
| Footpath - 1.5mW, EXPOSED AGG, N25/20/80, Incl Reinforcement | lm |  | 185 | 0
REINSTATE - ASPHALT
| 50mm Thck - Trench Reinstatement Through Road/Driveway | m2 |  | 97 | 0
| 50mm Thck - 1.5-2m Wide Footpath reinstatements | m2 |  | 97 | 0
| Establishment Fee (1 per stage) | Ea |  | 5500 | 0
Equipment & Hire - INCL WET PLANT HIRE
PLANT HIRE - WET
| 1.8T Excavator | Hr |  | 100 | 0
| 3-5 ton Excavator | Hr |  | 115 | 0
| 3-5T Combo | Hr |  | 154 | 0
| Hammer attachment 3.5-4T | Hr |  | 21 | 0
| Ripper 3.5-4T | Hr |  | 10 | 0
| 5t Excavator | Hr |  | 150 | 0
| Hammer attachment 5T | Hr |  | 50 | 0
| Skid steer | Hr |  | 140 | 0
| 8T Excavator | Hr |  | 128 | 0
| Hammer attachment 8T | Hr |  | 26 | 0
| Ripper 8T | Hr |  | 10 | 0
| 13-15T Excavator | Hr |  | 153 | 0
| Hammer attachment 14T | Hr |  | 36 | 0
| Ripper 14T | Hr |  | 10 | 0
| 3000L Hydro Excavation Truck | Hr |  | 190 | 0
| 4500L Hydro Excavation Truck | Hr |  | 220 | 0
| 6300L Hydro Excavation Truck | Hr |  | 250 | 0
| Water Truck allow for water at cost | Hr |  | 110 | 0
| 12t Body Truck Tipper | Hr |  | 110 | 0
HIRE - DRY
| Skid Steer Loader_Tracked (CAT249+) | Day | 30 | 225.4333 | 6763
| Skid Steer Loader_Wheeled (CAT226+) | Day |  | 163.9667 | 0
| Mini Loader, Stand-on Type | Day |  | 180 | 0
|  |  |  | 0 | 0
| 1.5-1.8 Ton_Excavator | Day | 30 | 137.1429 | 4114.2857
| 1.7-2Ton_Excavator | Day |  | 0 | 0
| 3-5Ton_Excavator | Day | 20 | 238.6667 | 4773.3333
| 8Ton_Excavator | Day |  | 261.1667 | 0
| 10-12Ton_Excavator | Day |  | 0 | 0
| 13-16Ton_Excavator | Day |  | 317.2 | 0
| 20-24Ton_Excavator | Day |  | 314.2857 | 0
|  |  |  | 0 | 0
| Ripper_1.7-2T | Day |  | 0 | 0
| Ripper_1.5-4T | Day | 20 | 32.74 | 654.8
| Ripper_3-5T | Day |  | 0 | 0
| Ripper_8T | Day |  | 40.38 | 0
| Breaker_1.7-2T | Day |  | 123.33 | 0
| Breaker_3-5T | Day |  | 165.89 | 0
| Breaker_8T | Day | 8 | 165.89 | 1327.12
| Breaker_10-12T | Day |  | 0 | 0
| Breaker_13-15T | Day |  | 203 | 0
| Auger Drive_10-12T |  |  | 0 | 0
| 300Dia Auger Drill |  |  | 0 | 0
|  |  |  | 0 | 0
| 1.25T_Tipper Truck | Day | 20 | 205 | 4100
| 2-4T_Tipper Truck | Day |  | 166.98 | 0
| <6T_Tipper Truck | Day |  | 171.4286 | 0
|  |  |  | 0 | 0
| <10T_Articulated Site Tipper | Day |  | 0 | 0
| Upright Rammer_Wacker | Day | 30 | 34.2857 | 1028.5714
| Trench Roller_Dbl Drum_Remote | Day |  | 165 | 0
| <26Ft_Scissor Lift - Diesel | Day |  | 0 | 0
| <26Ft_Scissor Lift - Elec | Day | 20 | 250 | 5000
| <34Ft_Boom Lift - Diesel | Day |  | 0 | 0
| <34Ft_Boom Lift - Elec | Day |  | 0 | 0
|  |  |  | 0 | 0
| Porta Loo_No Tank | Day |  | 5.46 | 0
| 6*3m Demantable Lunchroom - COMPLETE | Day |  | 23 | 0
| 6*3m Demantable Office - COMPLETE | Day |  | 23 | 0
| 20Ft Shipping Container | Day |  | 0 | 0
| Quick Cut Demo Saw | Day |  | 0 | 0
| Sngl Ph_6KVA Genset | Day |  | 0 | 0
| Diesel Air Compressor_Trailer | Day |  | 0 | 0
| Air Breaker - Heavy | Day |  | 0 | 0
| Air Hose <10m | Day |  | 0 | 0
| Elec Breaker/Jachammer | Day |  | 0 | 0
| Flexdrive Motor Unit | Day |  | 0 | 0
| Flexdrive_Pump Shaft | Day |  | 0 | 0
| Temporary Power Board | Day |  | 0 | 0
|  |  |  | 0 | 0
| Dual CabUte | Day |  | 0 | 0
| 3m3 Skip Bbin | per serive |  | 230 | 0
| plus disposal | Tonne |  | 309 | 0
| site fee | Week |  | 35 | 0
| ~4m3_Skip Bin | per change over |  | 229.9 | 0
| ~6m3_Skip Bin | per change over |  | 239.8 | 0
| Plus disposal | Tonne |  | 309 | 0
| Site fee | Week |  | 35 | 0
| Vacuum Excavator - Vermeer VT250D | Day |  | 295.77 | 0
| Vac Trailer – Dry Hire | Day |  | 355 | 0
|  |  |  | 0 | 0
| TRANSPORT_Ex BRIS - Return | Day |  | 0 | 0
| TRANSPORT_Ex ROK - Return | Hour |  | 180 | 0
| 0-4T Per Hour Delivery Rate | Hour |  | 125 | 0
| 5 - 9t Transport Hourly Rate | Hour |  | 160 | 0
| 10 - 19t Low Loader Hourly rate - Minimum 2 Hour Charge | Hour |  | 200 | 0
| FUEL - Average_Candle | Week | 4 | 1850 | 7400
Subbies & Misc
| Surveyor | ea |  | 180 | 0
| Services Locator | ea |  | 130 | 0
| Compaction Testing - TEST | ea | 6 | 115 | 690
| Compaction Testing - Site Establishment | ea | 1 | 90 | 90
|  | ea |  |  | 0
|  | ea |  |  | 0
| FIRE TESTING / CERT | ea |  |  | 0
| FULL Hydro Test - Per Test (6.5Hr 1 x fitter, 1 x apprentice, 1 day Test gear) | ea | 1 | 1945 | 1945
| Provision of Form 72 | ea | 1 | 350 | 350
Material - Quarry, Misc
| Bedding / Fill Sand | m3 |  | 39.75 | 0
| CBR 45/2.5 Roadbase | m3 |  | 41.9 | 0
| Turf Underlay/Topsoil | m3 |  | 45.25 | 0
| Standard Garden Woodchip | m3 |  | 87 | 0
| Turf - Standard Couch or Similar | Slab (.5m2) |  | 6.48 | 0
| Cement Stabalized Sand (3-5%) | m3 |  | 169 | 0
| Exposed Agg Concrete - Standard/Cheapest Exposed Agg Stone | m3 |  | 252 | 0
| N25 20mm 80 Slump Concrete | m3 |  | 263 | 0
| Valve Margin strips; Concrete slab, 1 directions sign, 3 x valve No sign. | ea |  | 380 | 0
FIRE SERVICES - INGROUND
| 200 HDPE PN16 SDR11 - REDLINE | m |  | 46.8107 | 0
| 180 HDPE PN16 SDR11 - REDLINE | m |  | 35.144 | 0
| 125 HDPE PN16 SDR11 - REDLINE | m | 6 | 16.9935 | 101.9613
| 32 HDPE PN16 SDR11 - BLUELINE | m |  | 1.6779 | 0
0
| 200 EF Coupler | ea |  | 60.8028 | 0
| 180 EF Coupler | ea |  | 35.4936 | 0
| 125 EF Coupler | ea | 1 | 19.4718 | 19.4718
| 200 EF 45DFeg Bend | ea |  | 150.6408 | 0
| 180 EF 45DFeg Bend | ea |  | 135.1986 | 0
| 125 EF 45DFeg Bend | ea |  | 61.6722 | 0
| 200 EF 90DFeg Bend | ea |  | 150.6408 | 0
| 180 EF 90DFeg Bend | ea |  | 134.9778 | 0
| 125 EF 90DFeg Bend | ea | 1 | 61.617 | 61.617
| 200 EF TEE | ea |  | 151.455 | 0
| 180 EF TEE | ea |  | 157.7064 | 0
| 125 EF TEE | ea |  | 67.965 | 0
| 200*180 EF TEE | ea |  | 289.0686 | 0
| 200*125 EF TEE | ea |  | 301.4196 | 0
| 180*125 EF TEE | ea |  | 168.5394 | 0
| 200*180 EF Reducer | ea | 1 | 173.3556 | 173.3556
| 180*125 EF Reducer | ea | 1 | 82.938 | 82.938
| 200PE*8"(200m) - MaxiStub W/Backing Ring | ea |  | 472.443 | 0
| 180PE*6"(150mm) - MaxiStub W/Backing Ring | ea |  | 179.0826 | 0
| 125PE*4" (100mm) - MaxiStub W/Backing Ring | ea |  | 127.8846 | 0
| 180mm PE x 150mm GALV ADAPTER - PLASSON Brand | ea |  | 432.2022 | 0
| 125mm PE x 100mm GALV ADAPTER - PLASSON Brand | ea | 1 | 281.6718 | 281.6718
|  | 0 |  | 0 | 0
| 180mm PE x 150mm GALV ADAPTER | ea |  | 435.6798 | 0
| 125mm PE x 100mm GALV ADAPTER | ea |  | 277.9734 | 0
| 200 Long SPIG 45DFeg Bend | ea |  | 94.5852 | 0
| 180 Long SPIG 45DFeg Bend | ea |  | 88.9548 | 0
| 125 Long SPIG 45DFeg Bend | ea |  | 53.4888 | 0
| 200 Long SPIG 90DFeg Bend | ea |  | 118.9146 | 0
| 180 Long SPIG 90DFeg Bend | ea |  | 93.9918 | 0
| 125 Long SPIG 90DFeg Bend | ea |  | 43.677 | 0
| 200 Long SPIG TEE | ea |  | 176.1432 | 0
| 180 Long SPIG TEE | ea |  | 157.6236 | 0
| 125 Long SPIG TEE | ea |  | 52.7988 | 0
| 200*180 Long SPIG TEE | ea |  | 253.2024 | 0
| 200*125 Long SPIG TEE | ea |  | 265.5534 | 0
| 180*125 Long SPIG TEE | ea |  | 256.2798 | 0
| 200*180 Long SPIG Reducer | ea |  | 77.0592 | 0
| 180*125 Long SPIG Reducer | ea |  | 54.9654 | 0
|  | 0 |  | 0 | 0
| 200 FL DICL Sluice Valve | ea |  | 679.41 | 0
| 150 FL DICL Sluice Valve | ea |  | 323.53 | 0
| 100 FL DICL Sluice Valve | ea |  | 202.94 | 0
| Valve Spindle Riser - 600Long | ea |  | 136.94 | 0
| Valve Box - Cast Iron Trafficable - Rectangle Type "V" | ea |  | 123.53 | 0
| Valve Box - Non-Trafficable - Plastic Surround with CI Drop In "V" | ea |  | 98.82 | 0
|  | 0 |  | 0 | 0
| 200*150mm DICL FL Reducer | ea |  | 291.18 | 0
| 200*100mm DICL FL Reducer | ea |  | 330 | 0
| 150*100mm DICL FL Reducer | ea |  | 156 | 0
| 150mm DICL FL * SP Adapter | ea |  | 106.24 | 0
| 100mm DICL FL * SP Adapter | ea |  | 70.59 | 0
| 200mm DICL FL 90Deg Bend | ea |  | 516.35 | 0
| 150mm DICL FL 90Deg Bend | ea |  | 198.88 | 0
| 100mm DICL FL 90Deg Bend | ea |  | 108.71 | 0
| 200mm DICL FL TEE | ea |  | 672.65 | 0
| 150mm DICL FL TEE | ea |  | 228.24 | 0
| 100mm DICL FL TEE | ea |  | 128.24 | 0
| 200*150*200 DICL FL TEE | ea |  | 536.76 | 0
| 200*100*200 DICL FL TEE | ea |  | 576.47 | 0
| 150-100-150 DICL FL TEE | ea |  | 198.82 | 0
| 200mm DICL FL Pipe @ 1000 | ea |  | 898.82 | 0
| 200mm DICL FL Pipe @ 600 | ea |  | 640 | 0
| 200mm DICL FL Pipe @ 300 | ea |  | 355.29 | 0
| 150mm DICL FL Pipe @ 1000 | ea |  | 534.41 | 0
| 150mm DICL FL Pipe @ 600 | ea |  | 280 | 0
| 150mm DICL FL Pipe @ 450 | ea |  | 236.47 | 0
| 150mm DICL FL Pipe @ 300 | ea |  | 178.8 | 0
| 100mm DICL FL Pipe @ 1000 | ea |  | 362.35 | 0
| 100mm DICL FL Pipe @ 600 | ea |  | 144.71 | 0
| 100mm DICL FL Pipe @ 450 | ea |  | 135.88 | 0
| 100mm DICL FL Pipe @ 300 | ea |  | 76.47 | 0
| 150mm DICL FL Deadplate | ea |  | 67.65 | 0
| 100mm DICL FL Deadplate | ea |  | 43.53 | 0
|  | 0 |  | 0 | 0
| 200mm PE*DI Gasket Kit Complete | ea |  | 67.06 | 0
| 200mm DI*DI Gasket Kit Complete | ea |  | 46.71 | 0
| 150mm PE*DI Gasket Kit Complete | ea |  | 60 | 0
| 150mm DI*DI Gasket Kit Complete | ea |  | 42.35 | 0
| 100mm PE*DI Gasket Kit Complete | ea |  | 24.71 | 0
| 100mm DI*DI Gasket Kit Complete | ea |  | 20 | 0
|  | 0 |  | 0 | 0
| 150mm SS Gibault Adapter Coupling | ea |  | 108.71 | 0
| 100mm SS Gibault Adapter Coupling | ea |  | 87.06 | 0
| 180mm PE GRIPPER Adapter Coupling | ea |  | 305.88 | 0
| 125mm PE GRIPPER Adapter Coupling | ea |  | 182.35 | 0
| 180mm PE GRIPPER * 150FL Adapter Coupling | ea |  | 229.41 | 0
| 125mm PE GRIPPER * 100FL Adapter Coupling | ea |  | 152.94 | 0
| 180mm PE GRIPPER Sluice Valve | ea |  | 690 | 0
| 125mm PE GRIPPER Sluice Valve | ea |  | 408.47 | 0
|  | 0 |  | 0 | 0
| Detectable Tape - Fire x 250m | ea |  | 90 | 0
| Alcohol Weld Wipes | ea |  | 13.5 | 0
| Denzo Tape 100mm roll | ea |  | 27.14 | 0
| Black over-wrap tape - roll | ea |  | 27.14 | 0
0
| FIRE SERVICES - ABOVE GROUND |  |  |  | 0
| Description | Unit
| 150mm MED DUTY Galv Pipe | m |  | 43.8462 | 0
| 100mm MED DUTY Galv Pipe w/RG Ends | m |  | 28.4615 | 0
| 100mm Class B Copper Pipe | m |  | 106.2417 | 0
| 25mm Class B Copper Pipe | m |  | 59.82 | 0
|  | 0 |  | 0 | 0
| 150mm Galv RG Coupling | ea |  | 12.83 | 0
| 100mm Galv RG Coupling | ea |  | 7.55 | 0
| 150mm Galv RG TEE | ea |  | 35.5 | 0
| 100mm Galv RG TEE | ea |  | 16.93 | 0
| 150mm Galv RG BEND 90Deg | ea |  | 22.85 | 0
| 100mm Galv RG BEND 90Deg | ea |  | 10.62 | 0
| 150mm Galv RG BEND 45Deg | ea |  | 23.5 | 0
| 100mm Galv RG BEND 45Deg | ea |  | 11.4 | 0
| 150mm Galv RG x 100mm FLANGE Adapt | ea |  | 30.75 | 0
| 100mm Galv RG x 100mm FLANGE Adapt | ea |  | 23.21 | 0
| 150mm RG Butterfly Valve Geared Wheel | ea |  | 217.8 | 0
| 100mm RG Butterfly Valve Geared Wheel | ea |  | 169.4 | 0
|  | 0 |  | 0 | 0
| 150mm H-Pattern Booster Assembly Complete | ea |  | 2350 | 0
| Booster Cabinet - Compl with doors and stickers | ea |  | 1155 | 0
|  | 0 |  | 0 | 0
| 100mm Dual Pillar Hydrant Complete_ Flanged Base 1500 High w/landing Valves | ea | 1 | 365 | 365
| 100mm Dual Pillar Hydrant Complete_ RG Base 1500 High w/landing Valves_OPTION | ea |  | 365 | 0
| 65mm RG Landing Valve | ea |  | 90 | 0
| Red caps and chain - suit 65mm QLD Landing valve | ea |  | 5 | 0
| 36m Fire Hose Reel w/25mm isolation valve | ea | 1 | 125 | 125
| 25mm Isolation Ball Valve (for fire hose reel) valve only, with hose nozzle latch | ea |  | 39 | 0
|  | 0 |  | 0 | 0
| 150mm FL Testable Double Check Valve - Compl. w/Valves | ea |  | 3100.7 | 0
| 150mm FL RPZD Valve - Compl. w/Valves | ea |  | 4237.09 | 0
|  | 0 |  | 0 | 0
| 100mm FL Levered Butterfly Vlave | ea |  | 114.44 | 0
| 100mm Copper Crimp - TEE | ea |  | 219.36 | 0
| 100mm Copper Crimp - 90Deg Bend | ea |  | 135.09 | 0
| 100mm Copper Crimp - 45Deg Bend | ea |  | 125.77 | 0
| 100mm Copper Crimp - Straight Socket | ea |  | 83.25 | 0
| 100mm Copper Crimp - 100mm FL Adapter | ea |  | 52.25 | 0
| 80mm Copper Crimp - TEE | ea |  | 175.66 | 0
| 100mm*80mm Copper Crimp - REDUCER | ea |  | 164.08 | 0
|  | 0 |  | 0 | 0
| 32mm Fi Lockable Ball Valve | ea |  | 77.95 | 0
| 32mm Cu Crimp * 32mi Adapt | ea |  | 17.16 | 0
| 32mm Cu Crimp Coupling Straight | ea |  | 7.23 | 0
| 32mm Cu Crimp 90Deg Bend | ea |  | 14.31 | 0
| 32mm Cu Crimp 45Deg Bend | ea |  | 16.24 | 0
| 32mm*25mm Cu Crimp Reducer | ea |  | 14.36 | 0
| 25mm Cu Copper Above Ground | m | 52 | 31.6667 | 1646.6667
| 25mm Fi Lockable Ball Valve | ea |  | 46.94 | 0
| 25mm Cu Crimp * 25mi Adapt | ea |  | 8.46 | 0
| 25mm Cu Crimp Coupling Straight | ea |  | 5.74 | 0
| 25mm CU Tee | ea | 2 | 13.2 | 26.4
| 25mm Cu Crimp 90Deg Bend | ea | 14 | 7.7 | 107.8
| 25mm Cu Crimp 45Deg Bend | ea |  | 10.19 | 0
|  | 0 |  | 0 | 0
| 150mm Galv 2 Piece Weld-nut Bracket M12 | ea |  | 5.86 | 0
| 100mm Galv 2 Piece Weld-nut Bracket M12 | ea |  | 4.41 | 0
| 150 Galv 2 Piece Channel Clip | ea |  | 5.36 | 0
| 100 Galv 2 Piece Channel Clip | ea |  | 4.4 | 0
| 12mm Galv Threaded Rod | ea |  | 10.64 | 0
| Galv Braced Counter Lever Bracket - 450Long | ea |  | 20 | 0
| 003 Padlock | ea |  | 19.5 | 0
| 100mm DI*DI Gasket Kit Complete | ea |  | 20 | 0
FIRE SERVICES - Misc.
Description
| Decommisioning Material | ea |  | 1388 | 0
| Electrofusion PE Welder 25-250mmPE. Please detail Spec | ea |  | 0 | 0
| PE Butt Welder. Automatic. 125-250mmPE. Please detail Spec - HIRE | WEEK |  | 450 | 0
| Hand Roll Groover. 65-150mm. | ea |  | 0 | 0
| Delivery - To Rockhampton PIPE LENGTHS as quoted | ea |  | 2178.48 | 0
| Delivery - To Rockhampton Standard/Palletised items | ea |  | 2178.48 | 0
POTABLE WATER_MAINS & R'Ins
Description
| 125 HDPE PN16 SDR11 - BLUELINE | m |  | 12.31 | 0
| 75 HDPE PE100 PN 16 -Blueline | m | 6 | 9.66 | 57.96
| 63 HDPE PE100 PN 16 -Blueline | m |  | 4.63 | 0
| 63 HDPE PN12.5 SDR11 - BLUELINE | m |  | 5.4 | 0
| 50 HDPE PE100 PN 16 - BLUELINE | m |  | 4.4 | 0
| 40 HDPE PE100 PN16 Blue Line | m |  | 2.3621 | 0
| 40 HDPE PN12.5 SDR11 - BLUELINE | m |  | 2.1 | 0
| 32 HDPE PE100 PN 16 -Blueline | m | 6 | 1.22 | 7.32
| 25 HDPE PE100 PN16 - BLUELINE | m |  | 2.43 | 0
| 25 HDPE PN12.5 SDR11 - BLUELINE | m |  | 1.38 | 0
| EF COUPLER 125MM (EA) | m |  | 22 | 0
| TEE EQUAL PE100 E/F 125MM | ea |  | 57.75 | 0
| TEE PE100 E/F 125*63MM | ea |  | 139 | 0
| 75 PE 65 Copper Transition | ea | 1 | 100 | 100
| EF REDUCER 125 X 90MM | ea |  | 104.15 | 0
| EF REDUCER 125 X 63MM | ea |  | 26.1 | 0
| EF REDUCER 75 X 63MM | ea |  | 37.5 | 0
| EF REDUCER 63 X 50MM | ea |  | 35.93 | 0
| EF REDUCER 50 X 40MM | ea |  | 35 | 0
| EF REDUCER 40 X 32MM | ea |  | 35 | 0
| EF REDUCER 40 X 25MM | ea |  | 35 | 0
| EF REDUCER 32 X 25MM | ea |  | 20 | 0
| ELBOW PE100 E/F 125MM X 45D | ea |  | 50 | 0
| ELBOW PE100 E/F 125MM X 90D | ea |  | 54 | 0
| HDPE 75mm X 90 D ELBOW | ea |  |  | 0
| HDPE 63MM X 90 D ELBOW | ea |  | 15.55 | 0
| HDPE 50MM X 90 D ELBOW | ea |  | 15 | 0
| HDPE 40MM X 90 D ELBOW | ea |  | 10.87 | 0
| Reducing Tee 125mm x 90mm | ea |  | 55 | 0
| Reducing Tee 125mm x 32mm | ea |  | 55 | 0
| Reducing Tee 75mm x 63mm | ea |  | 35 | 0
| Reducing Tee 75mm x 50mm | ea |  | 35 | 0
| Reducing Tee 75mm x 32mm | ea |  | 35 | 0
| Reducing Tee 63mm x 32mm | ea |  | 35 | 0
| Reducing Tee 50mm x 40mm | ea |  | 35 | 0
| Reducing Tee 40mm x 25mm | ea |  | 35 | 0
| Reducing Tee 32mm x 25mm | ea |  | 35 | 0
| EF Reducer 50mm x 25mm | ea |  | 26 | 0
| 50mm Tee | ea |  | 35 | 0
| 40mm Tee | ea |  | 10.87 | 0
| 32mm Tee | ea |  | 35 | 0
| HDPE 32mm X 90 D ELBOW | ea | 4 | 20 | 80
| HDPE 25mm X 90 D ELBOW | ea |  | 20 | 0
| HDPE 25mm X 45 D ELBOW | ea |  |  | 0
| 25mm Tee | ea |  | 35 | 0
| PE MAXI STUB FLANGE W/SS BK RING 125X 4" (EA) | ea |  | 102.5 | 0
| SLUICE VALVE PN16 T/D ACC FLNGD 100MM | ea |  | 235 | 0
| Valve Box - Cast Iron - Rectangle - Large - HD | ea |  | 100 | 0
| SADDLE TAPPING EF 125PE X 25PE | ea |  | 47.41 | 0
| SADDLE TAPPING EF 125PE X 32PE | ea |  | 41.69 | 0
| SADDLE TAPPING EF 125PE X 63PE | ea |  | 85.55 | 0
|  | ea |  |  | 0
| Detectable WATER Marker Tape - 250m | ea |  | 70 | 0
| WIPES WELDING PLASSON XL (120 PK) | ea |  | 19 | 0
| Paint Pen - WHITE | ea |  | 16 | 0
| 100 Cu Above Grnd | m |  | 40.21 | 0
| 65 Cu Above Grnd | m | 31 | 56 | 1736
| 50 Cu Above Grnd | m | 104 | 46.5 | 4836
| 40 Cu Above Grnd | m | 20 | 38.3333 | 766.6667
| 32 Cu Above Grnd | m | 102 | 31.6667 | 3230
ea | 32mm x25mm reducing tee | ea |  | 16.33 | 0
| 25 Cu Above Grnd | m | 10 | 21.5 | 215
| B-PRESS WATER EQUAL TEE 65MM (EA) | ea | 1 | 130.1 | 130.1
| B-PRESS WATER EQUAL TEE 50MM (EA) | ea | 22 | 56.35 | 1239.7
| B-PRESS WATER EQUAL TEE 40MM (EA) | ea | 3 | 43.01 | 129.03
| B-PRESS WATER EQUAL TEE 32MM (EA) | ea | 12 | 23.51 | 282.12
| B-PRESS WATER EQUAL TEE 25MM (EA) | ea | 1 | 13.2 | 13.2
| 20 Cu Above Grnd | m | 255 | 13.6667 | 3485
| B-PRESS WATER EQUAL TEE 20MM (EA) | ea | 15 | 6.88 | 103.2
| 15 Cu Above Grnd | m | 29 | 7.75 | 224.75
| B-PRESS WATER EQUAL TEE 15MM (EA) | ea | 3 | 4.2 | 12.6
| 50mm Cu 10mm Nut Clip | ea |  | 1.4 | 0
| 32mm Cu 10mm Nut Clip | ea |  | 1.38 | 0
| 25mm Cu 10mm Nut Clip | ea |  | 1.32 | 0
| 20mm Cu 10mm Nut Clip | ea |  | 1.24 | 0
| 10mm Zinc Threaded Rod | m |  | 5.1 | 0
| 65 x 50 Cu reducer | ea | 2 | 50 | 100
| 50mmX 40 Cu WAT Crimp Reducer | ea | 1 | 35 | 35
| 50mmX 32 Cu WAT Crimp Reducer | ea | 1 | 29.42 | 29.42
| 50mmX 25 Cu WAT Crimp Reducer | ea | 1 | 34.92 | 34.92
| 50mmX 20 Cu WAT Crimp Reducer | ea | 7 | 37 | 259
| 50mmX 15 Cu WAT Crimp Reducer | ea | 1 | 60 | 60
| 40mmX 32 Cu WAT Crimp Reducer | ea | 1 | 26.04 | 26.04
| 40mmX 20 Cu WAT Crimp Reducer | ea | 2 | 41.07 | 82.14
| 32mmX 20 Cu WAT Crimp Reducer | ea | 5 | 35 | 175
| 25mmX 20 Cu WAT Crimp Reducer | ea | 1 | 13.64 | 13.64
| Kembla copper WATER ELBOW 90DEG X 65MM (EA) | ea | 8 | 79.8 | 638.4
| Kembla copper WATER ELBOW 90DEG X 50MM (EA) | ea | 24 | 45.02 | 1080.48
| Kembla copper WATER ELBOW 90DEG X 40MM (EA) | ea | 5 | 32.72 | 163.6
| Kembla copper WATER ELBOW 90DEG X 32MM (EA) | ea | 8 | 14.31 | 114.48
| Kembla copper WATER ELBOW 90DEG X 25MM | ea | 4 | 7.17 | 28.68
| Kembla copper WATER ELBOW 90DEG X 20MM | ea | 98 | 3.76 | 368.48
0
0
0
0
HIDDEN |  |  |  |  | 0
| 63mm E/F PE 90 Deg Elb | ea |  | 13.5 | 0
| 63mm E/F PE 45 Deg Elb | ea |  | 13.5 | 0
| 63mm E/F PE TEE | ea |  | 9.5 | 0
| 63x40x63 E/F PE TEE | ea |  | 18.5 | 0
| 63x32x63 E/F PE TEE | ea |  | 18.5 | 0
| 63x25x63 E/F PE TEE | ea |  | 6 | 0
| 63mm E/F PE Coupling | ea |  | 5.5 | 0
| 63x40 E/F PE Reducer Coupling | ea |  | 17.5 | 0
| 63x32 E/F PE Reducer Coupling | ea |  | 16.5 | 0
| 63x25 E/F PE Reducer Coupling | ea |  | 2.5 | 0
| 63PEx50Fi E/F PE Adapter | ea |  | 43.5 | 0
| 63PEx50Mi E/F PE Adapter | ea |  | 43.5 | 0
| 63PEx50Fi E/F PE Tramsiton Union | ea |  | 45.5 | 0
| 63PEx50Mi E/F PE Transition Union | ea |  | 76 | 0
| 40mm E/F PE 90 Deg Elb | ea |  | 11.5 | 0
| 40mm E/F PE 45 Deg Elb | ea |  | 11.5 | 0
| 40mm E/F PE TEE | ea |  | 12 | 0
| 40x32x40 E/F PE TEE | ea |  | 18.5 | 0
| 40x25x40 E/F PE TEE | ea |  | 19.5 | 0
| 40mm E/F PE Coupling | ea |  | 4.5 | 0
| 40x32 E/F PE Reducer Coupling | ea |  | 10.5 | 0
| 40x25 E/F PE Reducer Coupling | ea |  | 14.5 | 0
| 40PEx32Fi E/F PE Adapter | ea |  | 28.5 | 0
| 40PEx32Mi E/F PE Adapter | ea |  | 29.5 | 0
| 40PEx32Fi E/F PE Tramsiton Union | ea |  | 36 | 0
| 40PEx32Mi E/F PE Transition Union | ea |  | 54 | 0
| 32mm E/F PE 90 Deg Elb | ea |  | 10.5 | 0
| 32mm E/F PE 45 Deg Elb | ea |  | 10 | 0
| 32mm E/F PE TEE | ea |  | 5.5 | 0
| 32x25x32 E/F PE TEE | ea |  | 18 | 0
| 32mm E/F PE Coupling | ea |  | 4.5 | 0
| 32x25 E/F PE Reducer Coupling | ea |  | 6.5 | 0
| 32PEx25Fi E/F PE Adapter | ea |  | 25.5 | 0
| 32PEx25Mi E/F PE Adapter | ea |  | 22.5 | 0
| 32mm E/F PE End Cap | ea |  | 8.5 | 0
| 32mm E/F PE End Plug | ea |  | 6.5 | 0
| 25mm E/F PE 90 Deg Elb | ea |  | 10.5 | 0
| 25mm E/F PE 45 Deg Elb | ea |  | 0 | 0
| 25mm E/F PE TEE | ea |  | 4.5 | 0
| 25mm E/F PE Coupling | ea |  | 4 | 0
| 25PEx25Fi E/F PE Adapter | ea |  | 17 | 0
| 25PEx25Mi E/F PE Adapter | ea |  | 17.5 | 0
| 25PEx20Fi E/F PE Adapter | ea |  | 4.5 | 0
| 25PEx20Mi E/F PE Adapter | ea |  | 2 | 0
| 25mm E/F PE End Cap | ea |  | 8.5 | 0
| 25mm E/F PE End Plug | ea |  | 4 | 0
HIDDEN |  | ea |  |  | 0
| 100mm CU Crimp 90 DEG FxF Elbow |  |  | 137 | 0
| 100mm CU Crimp 45 DEG FxF Elbow | ea |  | 139.5 | 0
| 100mm CU Crimp Tee | ea |  | 183 | 0
| 100x50x100 CU Crimp Tee | ea |  | 184.5 | 0
| 100x50 CU Crimp Reducer | ea |  | 56 | 0
| 100mm CU Crimp Repair Coupling | ea |  | 103 | 0
| 100mm CU Crimp Coupling | ea |  | 95 | 0
| 100Cu x 100Flange CU Crimp Coupling | ea |  | 99.5 | 0
| 50mm CU Crimp 90 DEG FxF Elbow | ea |  | 33.5 | 0
| 50mm CU Crimp 45 DEG FxF Elbow | ea |  | 33 | 0
| 50mm CU Crimp Tee | ea |  | 60.5 | 0
| 50x40x50 CU Crimp Tee | ea |  | 61 | 0
| 50x40x40 CU Crimp Tee | ea |  | 65 | 0
| 50x32x50 CU Crimp Tee | ea |  | 65 | 0
| 50x32x32 CU Crimp Tee | ea |  | 65 | 0
| 50x32x40 CU Crimp Tee | ea |  | 65 | 0
| 50x25x50 CU Crimp Tee | ea |  | 45 | 0
| 50x20x50 CU Crimp Tee | ea |  | 55 | 0
| 50x15x50 CU Crimp Tee | ea |  | 55 | 0
| 50x40 CU Crimp Reducer | ea |  | 21.5 | 0
| 50x32 CU Crimp Reducer | ea |  | 25 | 0
| 50x25 CU Crimp Reducer | ea |  | 22 | 0
| 50x20 CU Crimp Reducer | ea |  | 22 | 0
| 50x15 CU Crimp Reducer | ea |  | 22 | 0
| 50Cu x 50Mi CU Crimp Adapter | ea |  | 78 | 0
| 50Cu x 50Fi CU Crimp Adapter | ea |  | 89 | 0
| 50mm CU Crimp Repair Coupling | ea |  | 21 | 0
| 50mm CU Crimp Coupling | ea |  | 21 | 0
| 50Cu x 50Flange CU Crimp Coupling | ea |  | 0 | 0
| 50mm CU Crimp Cap | ea |  | 0 | 0
| 50Cu x W69/Barrell Barrell Union CU Crimp | ea |  | 0 | 0
| 40mm CU Crimp 90 DEG FxF Elbow | ea |  | 0 | 0
| 40mm CU Crimp 45 DEG FxF Elbow | ea |  | 0 | 0
| 40mm CU Crimp 90 DEG MxF Elbow | ea |  | 0 | 0
| 40mm CU Crimp 45 DEG MxF Elbow | ea |  | 0 | 0
| 40mm CU Crimp Tee | ea |  | 0 | 0
| 40x32x40 CU Crimp Tee | ea |  | 0 | 0
| 40x32x32 CU Crimp Tee | ea |  | 0 | 0
| 40x32x25 CU Crimp Tee | ea |  | 0 | 0
| 40x25x40 CU Crimp Tee | ea |  | 0 | 0
| 40x25x20 CU Crimp Tee | ea |  | 0 | 0
| 40x20x40 CU Crimp Tee | ea |  | 0 | 0
| 40x15x40 CU Crimp Tee | ea |  | 0 | 0
| 40x32 CU Crimp Reducer | ea |  | 0 | 0
| 40x25 CU Crimp Reducer | ea |  | 0 | 0
| 40x20 CU Crimp Reducer | ea |  | 0 | 0
| 40x15 CU Crimp Reducer | ea |  | 0 | 0
| 40Cu x 40Mi CU Crimp Adapter | ea |  | 0 | 0
| 40Cu x 40Fi CU Crimp Adapter | ea |  | 0 | 0
| 40mm CU Crimp Repair Coupling | ea |  | 0 | 0
| 40mm CU Crimp Coupling | ea |  | 0 | 0
| 40Cu x 40Flange CU Crimp Coupling | ea |  | 0 | 0
| 40mm CU Crimp Cap | ea |  | 0 | 0
| 40Cu x W69/Barrell Barrell Union CU Crimp | ea |  | 0 | 0
| 32mm CU Crimp 90 DEG FxF Elbow | ea |  | 0 | 0
| 32mm CU Crimp 45 DEG FxF Elbow | ea |  | 0 | 0
| 32mm CU Crimp 90 DEG MxF Elbow | ea |  | 0 | 0
| 32mm CU Crimp 45 DEG MxF Elbow | ea |  | 0 | 0
| 32mm CU Crimp Tee | ea |  | 18.54 | 0
| 32x25x32 CU Crimp Tee | ea |  | 0 | 0
| 32x25x20 CU Crimp Tee | ea |  | 0 | 0
| 32x20x32 CU Crimp Tee | ea |  | 18.35 | 0
| 32x20x20 CU Crimp Tee | ea |  | 0 | 0
| 32x20x15 CU Crimp Tee | ea |  | 0 | 0
| 32x15x32 CU Crimp Tee | ea |  | 0 | 0
| 32x15x25 CU Crimp Tee | ea |  | 0 | 0
| 32x15x20 CU Crimp Tee | ea |  | 0 | 0
| 32x15x15 CU Crimp Tee | ea |  | 0 | 0
| COUPLING RED CU KEMPRESS WATER 32MM X 25MM | ea |  | 16.33 | 0
| 32x20 CU Crimp Reducer | ea |  | 0 | 0
| 32x15 CU Crimp Reducer | ea |  | 0 | 0
| 32Cu x 32Mi CU Crimp Adapter | ea |  | 0 | 0
| 32Cu x 32Fi CU Crimp Adapter | ea |  | 0 | 0
| 32mm CU Crimp Repair Coupling | ea |  | 0 | 0
| 32mm CU Crimp Coupling | ea |  | 0 | 0
| 32mm CU Crimp Cap | ea |  | 0 | 0
| 32Cu x W69/Barrell Barrell Union CU Crimp | ea |  | 0 | 0
| 25mm CU Crimp 90 DEG FxF Elbow | ea |  | 0 | 0
| 25mm CU Crimp 45 DEG FxF Elbow | ea |  | 0 | 0
| 25mm CU Crimp 90 DEG MxF Elbow | ea |  | 0 | 0
| 25mm CU Crimp 45 DEG MxF Elbow | ea |  | 0 | 0
| 25mm CU Crimp Tee | ea |  | 0 | 0
| 25x20x25 CU Crimp Tee | ea |  | 0 | 0
| 25x20x20 CU Crimp Tee | ea |  | 0 | 0
| 25x20x15 CU Crimp Tee | ea |  | 0 | 0
| 25x15x25 CU Crimp Tee | ea |  | 0 | 0
| 25x15x20 CU Crimp Tee | ea |  | 0 | 0
| 25x15x15 CU Crimp Tee | ea |  | 0 | 0
| 25x20 CU Crimp Reducer | ea |  | 0 | 0
| 25x15 CU Crimp Reducer | ea |  | 0 | 0
| 25Cu x 25Mi CU Crimp Adapter | ea |  | 0 | 0
| 25Cu x 25Fi CU Crimp Adapter | ea |  | 0 | 0
| 25mm CU Crimp Repair Coupling | ea |  | 0 | 0
| 25mm CU Crimp Coupling | ea |  | 0 | 0
| 25mm CU Crimp Cap | ea |  | 0 | 0
| 25Cu x W69/Barrell Barrell Union CU Crimp | ea |  | 0 | 0
| 20mm CU Crimp 90 DEG FxF Elbow | ea |  | 0 | 0
| 20mm CU Crimp 45 DEG FxF Elbow | ea |  | 0 | 0
| 20mm CU Crimp 90 DEG MxF Elbow | ea |  | 0 | 0
| 20mm CU Crimp 45 DEG MxF Elbow | ea |  | 0 | 0
| 20mm CU Crimp Tee | ea |  | 5.61 | 0
| 20x15x20 CU Crimp Tee | ea |  | 0 | 0
| 20x15x15 CU Crimp Tee | ea |  | 0 | 0
| 20x15 CU Crimp Reducer | ea |  | 0 | 0
| 20Cu x 20Mi CU Crimp Adapter | ea |  | 0 | 0
| 20Cu x 20Fi CU Crimp Adapter | ea |  | 0 | 0
| 20mm CU Crimp Repair Coupling | ea |  | 0 | 0
| 20mm CU Crimp Coupling | ea |  | 0 | 0
| 20mm CU Crimp Cap | ea |  | 0 | 0
| 20Cu x W69/Barrell Barrell Union CU Crimp | ea |  | 0 | 0
| 15mm CU Crimp 90 DEG FxF Elbow | ea |  | 0 | 0
| 15mm CU Crimp 45 DEG FxF Elbow | ea |  | 0 | 0
| 15mm CU Crimp 90 DEG MxF Elbow | ea |  | 0 | 0
| 15mm CU Crimp 45 DEG MxF Elbow | ea |  | 0 | 0
| 15mm CU Crimp Tee | ea |  | 0 | 0
| 15Cu x 15Mi CU Crimp Adapter | ea |  | 0 | 0
| 15Cu x 15Fi CU Crimp Adapter | ea |  | 0 | 0
| 15Cu Fi BP, wall elbow | ea |  | 0 | 0
| 15Cu Mi BP, Wall elbow - 90 Long | ea |  | 0 | 0
| 15Cu Mi BP, Wall elbow - 120+ Long | ea |  | 0 | 0
| 15mm CU Crimp Repair Coupling | ea |  | 0 | 0
| 15mm CU Crimp Coupling | ea |  | 0 | 0
| 15mm CU Crimp Cap | ea |  | 0 | 0
| 15Cu x W69/Barrell Barrell Union CU Crimp | ea |  | 0 | 0
| 50mm Ball Valve Fi | ea |  | 0 | 0
| 40mm Ball Valve Fi | ea |  | 0 | 0
| 32mm Ball Valve Fi | ea |  | 26.25 | 0
| 25mm Ball Valve Fi | ea |  | 0 | 0
| 20mm Ball Valve Fi | ea |  | 0 | 0
| 15mm Ball Valve Fi | ea |  | 0 | 0
| 50mm Mi BRS Nipple | ea |  | 0 | 0
| 50mm Fi BRS Socket | ea |  | 0 | 0
| 50mm Mi BRS Union | ea |  | 0 | 0
| 50mm Fi BRS Union | ea |  | 0 | 0
| 50mm BRS Plug | ea |  | 0 | 0
| 50mm BRS Cap | ea |  | 0 | 0
| 40mm Mi BRS Nipple | ea |  | 0 | 0
| 40mm Fi BRS Socket | ea |  | 0 | 0
| 40mm Mi BRS Union | ea |  | 0 | 0
| 40mm Fi BRS Union | ea |  | 0 | 0
| 40mm BRS Plug | ea |  | 0 | 0
| 40mm BRS Cap | ea |  | 0 | 0
| 32mm Mi BRS Nipple | ea |  | 0 | 0
| 32mm Fi BRS Socket | ea |  | 0 | 0
| 32mm Mi BRS Union | ea |  | 0 | 0
| 32mm Fi BRS Union | ea |  | 0 | 0
| 32mm BRS Plug | ea |  | 0 | 0
| 32mm BRS Cap | ea |  | 0 | 0
| 25mm Mi BRS Nipple | ea |  | 0 | 0
| 25mm Fi BRS Socket | ea |  | 0 | 0
| 25mm Mi BRS Union | ea |  | 0 | 0
| 25mm Fi BRS Union | ea |  | 0 | 0
| 25mm BRS Plug | ea |  | 0 | 0
| 25mm BRS Cap | ea |  | 0 | 0
|  | ea |  | 0 | 0
| 20mm pex Pipe - Black |  |  | 0 | 0
| 15mm Pex pipe - Black | m |  | 0 | 0
| 15mm Pex pipe - Red | m |  | 0 | 0
| 20 pex Elbow | m |  | 0 | 0
| 20 Pex TEE | ea |  | 0 | 0
| 20x15 Pex TEE | ea |  | 0 | 0
| 20 PEX Mi Adapter | ea |  | 0 | 0
| 20 PEX Fi Adapter | ea |  | 0 | 0
| 20x15 Pex Reducer | ea |  | 0 | 0
| 20 PEXxCU Crimp conversion coupling | ea |  | 0 | 0
| 20 PEX Straight coupling | ea |  | 0 | 0
| 15 Pex Elbow | ea |  | 0 | 0
| 15 Pex TEE | ea |  | 0 | 0
| 15 PEXMi Adapter | ea |  | 0 | 0
| 15 PEX Fi Adapter | ea |  | 0 | 0
| 15 PEX Fi BP, wall elbow | ea |  | 0 | 0
| 15 PEX Mi BP, Wall elbow - 90 Long | ea |  | 0 | 0
| 15 PEX Mi BP, Wall elbow - 120+ Long | ea |  | 0 | 0
| 15 PEXxCU Crimp conversion coupling | ea |  | 0 | 0
| 15 PEX Straight coupling | ea |  | 0 | 0
|  | ea |  |  | 0
| Hose Taps Complete |  |  | 56 | 0
| 100 FL DICL SLUICE VALVE | ea |  | 202.94 | 0
| 125PE*4" (100mm) - MaxiStub W/Stainless Steel Backing Ring | ea |  | 92.67 | 0
| 100mm PE*DI Gasket Kit Complete Parts & Labour | ea |  | 24.71 | 0
| 100mm DI*DI Gasket Kit Complete | ea |  | 20 | 0
| Valve Spindle Riser - 600Long | ea |  | 136.94 | 0
| 100mm Dual Pillar Hydrant Complete_ RG Base 1500 High w/landing Valves_OPTION | ea |  | 365 | 0
| 125mm PE x 100mm GALV ADAPTER - Acutech Brand | ea |  | 201.43 | 0
| Red caps and chain - suit 65mm QLD Landing valve | ea |  | 5 | 0
| RPZD 32mm | ea |  | 853 | 0
| RPZD 20mm | ea |  | 503 | 0
| RPZD 100mm | ea |  | 1809.63 | 0
| Office - Water & Rough IN | ea |  | 1650 | 0
| Ofice - NOGINS & Fixings | ea |  | 160 | 0
| Safety shr fittings | ea |  | 750 | 0
| In Grnd Fittings misc | ea |  | 450 | 0
| Abv Grnd Fittings misc | ea |  | 1250 | 0
| HWU quickie kit | ea |  | 190 | 0
| TMV | ea |  | 412.59 | 0
| 20mm Isolavtive valve | ea |  | 50 | 0
| 450 SQ PIT | ea |  | 30 | 0
| Dock Office Water Mat | ea |  | 1850 | 0
| 25mm RPZD | ea | 4 | 1800 | 7200
|  | ea |  |  | 0
| misc. |  |  | 3800 | 0
| 150mm isolation valve in valve pit (connect to authority watermain ) | ea |  | 371.37 | 0
| 25mm DCW Isolation vlave in valve pit with path box cover | ea |  | 469.04 | 0
| 25mm water meter in tamper steel cage with isolative valves in both side | ea |  | 659.8 | 0
| TMV in Box | ea |  | 587.96 | 0
| TMV 2 AQUABLEND 1000 (ATMS710H-350) | ea | 1 | 503 | 503
| TV1 Tempering Valve sized to suit the nominated pipe size. | ea | 5 | 450 | 2250
| TV2 Tempering Valve sized to suit the nominated pipe size. Does not require a wall box. | ea | 11 | 160 | 1760
| 100 mm Water meter | ea |  | 641.58 | 0
| 32 valve in pit | ea |  | 50 | 0
| 50mm control valve | ea |  | 31.71 | 0
| TLV under basin | ea |  | 146.09 | 0
| AUTOMATIC TRAP PRIMER | ea |  | 99.49 | 0
| Allow for filter | ea | 1 | 200 | 200
Gas Service -
Description
| 80mm COPPER Pipe | m | 8 | 89.3333 | 714.6667
| 80mm Cu tee | ea | 1 | 189 | 189
| 80mmX 65 Cu REDUCER | ea | 1 | 200 | 200
| 80mm cu 90 deg elbow | ea | 4 | 118.5 | 474
| 65mm Copper Pipe | m | 29 | 56 | 1624
| 65mm Cu tee | ea | 2 | 130.1 | 260.2
| 65mm cu 90 deg elbow | ea | 5 | 80 | 400
| 65mmX 50 Cu REDUCER | ea | 1 | 90 | 90
| 50mm Coper Pipe | m | 12 | 46.4167 | 557
| 50mm cu 90 deg elbow | ea | 3 | 45.02 | 135.06
| 50mm Cu tee | ea | 2 | 56.35 | 112.7
| 50mmX 40 Cu WAT Crimp Reducer | ea | 2 | 50 | 100
| 40mm Ciper pipe | m | 15 | 38.3333 | 575
| 40mmX 32 Cu WAT Crimp Reducer | ea | 1 | 26.04 | 26.04
| 40mm Cu tee | ea | 3 | 43.01 | 129.03
| 40mm cu 90 deg elbow | ea | 2 | 32.72 | 65.44
| 32mm Copper pipe | m | 13 | 31.6667 | 411.6667
| 32mm Cu tee | ea | 4 | 23.51 | 94.04
| 32mm cu 90 deg elbow | ea | 1 | 17.37 | 17.37
| 25mm Copper pipe | m | 9 | 21.4167 | 192.75
| 25mm cu 90 deg elbow | ea | 3 | 7.7 | 23.1
| 25mm Cu tee | ea | 1 | 13.2 | 13.2
| GAS EMERGENCYU SHUT OFF VALVE | ea | 2 | 356 | 712
| LEVER BALL VALVE F-F AGA 15MM NON DR BRASS | ea | 2 | 13.88 | 27.76
| LEVER BALL VALVE F-F AGA 20MM NON DR BRASS | ea | 2 | 18.65 | 37.3
| LEVER BALL VALVE F-F AGA 25MM NON DR BRASS | ea | 2 | 26.55 | 53.1
| LEVER BALL VALVE F-F AGA 32MM NON DR BRASS | ea | 2 | 45.69 | 91.38
| LEVER BALL VALVE F-F AGA 40MM NON DR BRASS | ea | 2 | 62.3 | 124.6
| LEVER BALL VALVE F-F AGA 50MM NON DR BRASS | ea | 2 | 92.1 | 184.2
| LEVER BALL VALVE F-F AGA 65MM NON DR BRASS | ea | 2 | 256.6 | 513.2
| LEVER BALL VALVE F-F AGA 80MM NON DR BRASS | ea | 2 | 378.5 | 757
| GIV 100mm gas valve | ea | 2 | 450 | 900
| LEVER BALL VALVE F-F AGA 10MM BRASS | ea | 2 | 13.2 | 26.4
SEWER DRAINAGE -
Description
| PIPE DWV PVC S/WELD 150MM - In Grnd | m | 13 | 14.49 | 188.37
| PIPE DWV SN8 PVC S/WELD 100MM | m | 289 | 9.5496 | 2759.8344
| 150MM * 45D PVC JUNCTION | ea |  | 9.66 | 0
| 100MM * 45D PVC JUNCTION | ea | 45 | 4.7886 | 215.487
| 150MM X 100MM 45D PVC JUNCTION | ea | 9 | 13.8 | 124.2
| 100*50 PVC DWV JUNCTION | ea | 3 | 6.5274 | 19.5822
| 100MM * 65 PVC PVC JUNCTION | ea | 6 | 8.5974 | 51.5844
| 65mm 45 Deg PVC JUNCTIONM | ea | 3 | 8 | 24
| 150MM X 45 Deg Bend | ea |  | 6.9 | 0
| 150MM X 90 Deg Bend | ea |  | 6.9 | 0
| 100MM X 90Deg Bend | ea | 58 | 2.5668 | 148.8744
| 100MM X 45Deg Bend | ea | 32 | 2.3308 | 74.5862
| DWV PIPE REDUCER 150X100mm | ea |  | 5.52 | 0
| DWV PIPE REDUCER 100 X 50mm | ea | 3 | 2.6772 | 8.0316
| PIPE DWV PVC S/WELD 100MM - In Grnd | m |  | 6.9 | 0
| PIPE DWV PVC S/WELD 65MM - In Grnd | m | 32 | 5.52 | 176.64
| 63 HDPE PN12.5 SDR11 - BLACK or CREAM - In Grnd | m |  | 8.7354 | 0
| PIPE DWV PVC S/WELD 50mm | m |  | 3.726 | 0
| PIPE DWV PVC S/WELD 40mm | m | 12 | 2.898 | 34.776
| DWV BEND 65X 90 DEG | ea | 22 | 2.3322 | 51.3084
| DWV BEND 40 X 85 DEG | ea |  | 4.14 | 0
| DWV BEND 50 X 45 DEG | ea | 2 | 0.9384 | 1.8768
| DWV BEND 50 X85 DEG | ea | 2 | 11.7162 | 23.4324
| 50mm Condensate INSULATION | m |  | 14 | 0
| 100mm Condensate INSULATION | m |  | 6 | 0
0
| 150mm - Gas Tight H/D Cast Iron Clearout (Peepeye) | ea |  | 40 | 0
| 150mm Clear Out Cover - L/D - Brass | ea |  | 30 | 0
| 100mm - Gas Tight H/D Cast Iron Clearout (Peepeye) | ea |  | 33 | 0
| 100mm Clear Out Cover - L/D - Brass | ea |  | 23.26 | 0
| 100 mm Inspection Opening | ea | 8 | 50 | 400
| 100mm Trapped point - 100mm Gully Trap | ea |  | 7.65 | 0
| FWG - 100mm Gully Trap | ea |  | 7.65 | 0
| FWG - 100mm 4-way Riser | ea |  | 13.59 | 0
| FWG - Grate - Tile Insert 100*100 Chrome Plated | ea |  | 0 | 0
| In-Wall TD & View Panel - SS | ea |  | 75 | 0
0
| 100mm PVC 10mm nut hanging clip | ea |  | 2 | 0
| 50mm PVC 10mm nut hanging clip | ea |  | 1.5 | 0
| 10mm Zinc Threaded Rod | m |  | 0 | 0
0
| Glue - Blue - 4Ltr | ea |  | 26.4 | 0
| Primer - Red - 4Ltr | ea |  | 23 | 0
| Detectable SEWER Marker Tape - 250m | ea |  | 75 | 0
| 100mm AbleFlex Roll | ea |  | 22 | 0
| Concrete Mix bag | ea |  | 10 | 0
0
| External Sewer Mains fitting | ea |  | 520 | 0
| Vents Complete | ea |  | 230 | 0
| Office Drainage mat | ea |  | 2800 | 0
| Dock Office Drainage Mat | ea |  | 950 | 0
| misc. | ea |  | 1250 | 0
| Overflow Gully | ea |  | 200 | 0
| Tundish with HT | ea |  | 60 | 0
| COS | ea |  | 120 | 0
| Tundish | ea | 1 | 61.33 | 61.33
| SIVEL EXPANSION JOINT | ea |  | 100 | 0
| FWG-130x130 STAINLESS STEEL GRATE WITH 80Ø VERTICAL OUTLET. SPS MODEL Q130/80SR | ea |  | 250 | 0
| FWG/BT - 200x200 PUSH IN BASKET TRAP WITH 316 STAINLESS STEEL GRATE CLASS 'C' SPS MODEL Q200 SR6-BT WITH FIXED SECONDARY STRAINER | ea |  | 250 | 0
| Fire Collars & Misc | ea |  | 300 | 0
| plaster /slip trap | ea |  | 1200 | 0
Trade Waste
Description
| 110 HDPE (TRADE WASTE DRAIN ) | m | 128 | 11.6 | 1484.8
| 110 HDPE 90 Deg Bend ( TRADE WASTE ) | ea | 15 | 10 | 150
| 110 HDPE X 45 DEG (TRADE WASTE ) | ea | 5 | 5.16 | 25.8
| JUNCTION 110 HDPE X 45 DEG | ea | 6 | 8.35 | 50.1
| 100mm HDPE (Trde waste drain ) | m | 8 | 10 | 80
| 100mm 90 deg bend (trade waste drain ) | ea | 2 | 5 | 10
| 100mm 45 deg (trade wasste drain ) | ea | 1 | 7.5 | 7.5
| IOS | EA | 4 | 80 | 320
| REPLACING EXIXING FIXTURES REINSTAITE CONNECTION (BUIDING 36 DRANAGE L 1) | ea | 1 | 2500 | 2500
| Grease interceptor, pretreatment, RPZD, washdown n and final authority sizing likely still fluid. | ea | 1 | 2500 | 2500
(only grease interceptor capterueed on front page )
STORMWATER DRAINAGE
Description
| PIPE 600MM - RIBBED | m |  | 165.6 | 0
| PIPE 450MM - RIBBED | m |  | 89.7 | 0
| PIPE 375MM - RIBBED BLACK MAX | m |  | 66.24 | 0
| PIPE 300MM - RIBBED BLACK MAX | m |  | 0 | 0
| PIPE DWV SN8 PVC S/WELD 375MM | m |  | 85.1046 | 0
| PIPE DWV SN8 PVC S/WELD 300MM | m |  | 84.18 | 0
| PIPE DWV SN4 PVC S/WELD 300MM | m |  | 68.77 | 0
| PIPE SW H/D PVC S/WELD 300MM | m |  | 55.2 | 0
| PIPE DWV SN8 PVC S/WELD 225MM | m |  | 55.2 | 0
| PIPE DWV SN4 PVC S/WELD 225MM | m |  | 42.78 | 0
| PIPE SW H/D PVC S/WELD 225MM | m |  | 32.66 | 0
| PIPE DWV SN8 PVC S/WELD 150MM | m | 25 | 19.55 | 488.75
| PIPE DWV SN4 PVC S/WELD 150MM | m |  | 16.1 | 0
| PIPE DWV SN8 PVC S/WELD 150MM - Suspended | m |  | 19.55 | 0
| PIPE DWV SN4 PVC S/WELD 150MM | m |  | 16.56 | 0
| PIPE DWV SN8 PVC S/WELD 100MM | m | 45 | 6.693 | 301.185
| PIPE DWV SN4 PVC S/WELD 100MM | m |  | 6.9 | 0
| PIPE DWV SN8 PVC S/WELD 50MM | m |  | 6.693 | 0
|  |  |  | 0 | 0
| DWV Grade Option |  |  | 0 | 0
|  | ea |  | 0 | 0
| 600*225 Ribbed Saddle | ea |  | 676.2 | 0
| 600*45Deg RIBBED Bend | ea |  | 897 | 0
| 600*450 Ribbed Reducer | ea |  | 1518 | 0
| 450*375 Ribbed*PVC Reducer | ea |  | 634.8 | 0
| 450 45 Deg ribbed Bend | ea |  | 800.4 | 0
| 450 * 225 Ribbed Saddle | ea |  | 441.6 | 0
| 375mm X 45Deg Junction | ea |  | 579.6 | 0
| 375X300X45D PVC JUNCTION | ea |  | 776.0982 | 0
| 375X225X45D PVC JUNCTION | ea |  | 777.4782 | 0
| 375MM X 300MM Reducer | ea |  | 524.4 | 0
| 375MM X 225MM Reducer | ea |  | 496.8 | 0
| 375MM X 90Deg Bend | ea |  | 745.2 | 0
| 375MM X 45Deg Bend | ea |  | 621 | 0
| 300MM * 45D PVC JUNCTION | ea |  | 496.8 | 0
| 300X225X45D PVC JUNCTION | ea |  | 441.6 | 0
| 300MM X 225MM Reducer | ea |  | 262.2 | 0
| 300MM X 90Deg Bend | ea |  | 345 | 0
| 300MM X 45Deg Bend | ea |  | 262.2 | 0
| 300MM X 150 Junction | ea |  | 455.4 | 0
| 225MM * 45D PVC JUNCTION | ea |  | 117.645 | 0
| 225X150X45D PVC JUNCTION | ea |  | 289.8 | 0
| 225MM X 90Deg Bend | ea |  | 85.56 | 0
| 225MM X 45Deg Bend | ea |  | 84.18 | 0
| 225MM X 150MM Reducer | ea |  | 62.1 | 0
| 150 PVC DWV 45Deg Junct | ea |  | 24.84 | 0
| 150MM X 90Deg Bend | ea | 7 | 22.08 | 154.56
| 150MM X 45Deg Bend | ea | 2 | 16.56 | 33.12
| 150X100X45D PVC JUNCTION | ea |  | 22.08 | 0
| PVC PIPE REDUCER 150X 100 mm | ea | 2 | 22.08 | 44.16
| 100MM * 45D PVC JUNCTION | ea | 2 | 6.486 | 12.972
| 100X50 X45D PVC JUNCTION | ea |  | 22.08 | 0
| PVC PIPE REDUCER 100X 50 mm | ea |  | 22.08 | 0
| 100MM X 90Deg Bend | ea | 8 | 16.56 | 132.48
| 100MM X 45Deg Bend | ea | 12 | 16.56 | 198.72
| 50 PVC X 45D PVC JUNCTION | ea |  | 19.32 | 0
| 50MM X 90Deg PVC Bend | ea |  | 0.897 | 0
| 50MM X 45Deg PVC Bend | ea |  | 0.897 | 0
|  |  |  | 0 | 0
|  |  |  | 0 | 0
| 150mm PVC 10mm nut hanging clip | ea |  | 2.622 | 0
| 10mm Zinc Threaded Rod | m |  | 2.76 | 0
| Glue - Blue - 4Ltr | ea |  | 36.432 | 0
| Primer - Red - 4Ltr | ea |  | 31.74 | 0
|  |  |  | 0 | 0
| SW_RRJ (RIBBED) Fittings |  |  | 0 | 0
|  |  |  | 0 | 0
| 375MM X 45Deg Bend | ea |  | 362.1396 | 0
| DN 375 X DN150 45 DEG BLACKMAX REDUCING JUNCTION (PVC FAB) | ea |  | 828 | 0
| DN375 x dn225 BlackMax® Reducing Adaptor FF RRJ x DWV SWJ (PVC Fab) | ea |  | 552 | 0
|  |  |  | 0 | 0
| DN 300 X DN150 45 DEG BLACKMAX REDUCING JUNCTION (PVC FAB) | ea |  | 690 | 0
| DN300 BLACK MAX 45 DEG BEND | ea |  | 414 | 0
| DN300 x dn225 BlackMax® Reducing Adaptor FF RRJ x DWV SWJ (PVC Fab) | ea |  | 414 | 0
| DN300 BLACK MAX 45 DEG BEND | ea |  | 414 | 0
|  | ea |  | 0 | 0
| 150mm Cap | ea |  | 20.7 | 0
| 150mm expansion coupler | ea |  | 110.4 | 0
| 450X450 GRATED SW GULLY | ea |  | 180 | 0
| AS2000 SS Edge Polymer Concrete Channel | m | 5 | 158 | 790
| 223mm Cl B 304 Stainless Steel HG Grate | m | 5 | 243 | 1215
| ASC/LSC 2000 End Cap SS#304 | EA | 2 | 22 | 44
FITOFF
| Fit-Off Material; Ground & First Floor - | ea | 30 | 180 | 5400
| Fit-Off Material; Ground & First Floor - | ea | 15 | 180 | 2700
SUB TOTALS
605128.1875
|  |  |  | Contingency | 1.18
|  |  |  | Deliveries | 3650
TOTALS
717701.2613
Excavation/Quarry/Misc/ Takeoff.
|  | Qty | Unit
| Avrg Trench = .900D*.450W | 545 | m
| L/M Of Asphalt Reinstate | 0 | m
| M2 Of Asphalt Reinstate | 0 | m2
| L/M Of CBR Reinstate | 0 | m
| L/M of Inground Pipe (Average Depth) | 545 | m
| L/M of Inground Pipe (Deeper Than Average Depth) |  | m
| Avergage of trtenches 'Shared'…. Shared trench Factor | 0.1 | m
| SEWER / SW / TW - InGrnd |  | m | 0%
| WAT / FIRE - InGrnd |  | m | 0%
| SPK - InGrnd |  | m | 0%
|  | D | W | L | Spoil/Compact Factor; | Shared Trench Factor | Total m3 - EXCAVATED | Total M3 - Bed, Pipe, Cover reduction | Total M3 - Backfill Req (Less Bed&Pipe) | Total M3 - Spoil - REMOVE | TCS Load - Haulage & dump rate only
| L/M of Inground Pipe (Average Depth) | 0.95 | 0.6 | 545 | 1.3 | 0.1 | 372.78
| L/M of Inground Pipe (Deeper Than Average Depth) | 1.1 | 0.5 | 0 | 1.3 | 0 | 0
| L/M of Bed, Pipe, Cover material reduction (Average Depth) | 0.35 | 0.6 | 545 | 0 | 0.1 |  | 103.005
| L/M of Bed, Pipe, Cover material reduction (Deeper Than Average Depth) | 0.2 | 0.5 | 0 | 0 | 0 |  | 0
| L/M of BACKFILL required (Average Depth) | 0.95 | 0.6 | 545 | 1.3 | 0.1 |  |  | 269.775
| L/M of BACKFILL required (Deeper Than Average Depth) | 1.1 | 0.5 | 0 | 1.3 | 0 |  |  | 0
[10 empty] | QTY | Rate | Total
[7 empty] | 372.78 | 103.005 | 269.775 | 103.005 | 15 | 1545.075
| Thrust Block Concrete | m3/TB | Qty | Total m3 | Contingency | Total m3 | Total Cost
|  | 0.1 |  | 0 | 1.1 | 0 | 0
Quarry & Concrete Product
1.4
| Description | Unit/LM | Unit | Rate | Rate/LM |  |  | QTY | Shared Trench Factor | Total Req. | Total | Contingency | TOTAL | Drainage Use | Fire/WAT Use | SPK Use
| 5-7mm Stone | 0.203 | Ton | 62 | 12.586 |  |  | 110.635 | 0.1 | 99.5715 | 6173.433 | 2469.3732 | 8642.8062 | 0
| 5-7mm Stone | 0.14 | m3 | 62 | 16.926
| 10-12mm Stone | 0.45 | Ton | 62 | 27.9 |  |  | 0 |  |  | 0 |  | 0
| 80-110mm Stone | 0 | Ton | 25 | 0 |  |  | 0 |  |  | 0 |  | 0
| Medium River / Bed Sand | 0.225 | Ton | 62 | 13.95 |  |  | 122.625 | 0.1 | 110.3625 | 6842.475 | 2736.99 | 9579.465 |  | 0 | 0
| Medium River / Bed Sand | 0.14 | m3 | 62 | 13.02
| CBR15 Road Base | 0.36 | Ton | 27 | 9.72 |  |  | 0 |  |  | 0 |  | 0
| CBR45 | 0.36 | Ton | 30 | 10.8 |  |  | 0 |  |  | 0 |  | 0
| LEANMIX | 0.3 | m3 | 0 | 0 |  |  | 0 |  |  | 0 |  | 0
|  |  |  | TCS | Q2
| Description |  | Unit | Rate | Rate
| 5-7mm Stone |  | T | 62 | 31
| 10-12mm Stone |  | T | 62 | 39
| 80-110mm Stone |  | T | 25 | 29
| Medium River / Bed Sand |  | T | 62 | 26
| CBR15 Road Base |  | T | 48 | 27
| CBR45 |  | T | 50 | 30
| LEANMIX_20mm-12:1 |  | M3 | 168 | 0
| Concrete_25/20/80 |  | M3 | 153 | 0
Note on E746: [Threaded comment] Your version of Excel allows you to read this threaded comment; however, any edits to it will get removed if the file is opened in a newer version of Excel. Learn more: https://go.microsoft.com/fwlink/?linkid=870924 Comment: guess
Note on B829: [Threaded comment] Your version of Excel allows you to read this threaded comment; however, any edits to it will get removed if the file is opened in a newer version of Excel. Learn more: https://go.microsoft.com/fwlink/?linkid=870924 Comment: flag up , need to replacing amentities fixuture on Building 36 level 1

## ROK076
Project:
Tricore -
Stage 1 Version 1
Item
1 | Complete -
Labour
| DAY | [7 empty] | april 2026 direct impact Increase % (not contigency)
| TRADESMAN_LEADING HAND | Day |  | 1231.1429 | 0
| TRADESMAN_PLUMBER_OPERATOR | Day |  | 941.1647 | 0 |  |  |  |  | PE Pipe & Fitting | 38% | 1.38
| T/A & Apprentice | Day |  | 768.0651 | 0 |  |  |  |  | PVC Pipe & Fittings | 38% | 1.38
| Crew #1 - InGround Drainage | Day | 7 | 2650.3945 | 18552.7618 |  |  |  |  | Subby Rates | 15% | 1.15
| Crew #2 - InGround Water/Fire | Day | 4 | 2650.3945 | 10601.5781 |  |  |  |  | Delivey Rate | 20% | 1.2
| Crew #3 - Above Ground Drainage | Day | 3 | 2650.3945 | 7951.1836
| Crew #4 - Above Ground WATER/FIRE | Day | 14 | 2650.3945 | 37105.5235
| Crew #5 - Above Ground FitOff / Misc | Day | 4 | 2650.3945 | 10601.5781
| Crew #6 - DEMO | Day | 2 | 1709.2298 | 3418.4596
HOUR
| TRADESMAN_LEADING HAND | HR | 0 | 123.1143 | 0
| TRADESMAN_PLUMBER_OPERATOR | HR | 0 | 94.1165 | 0
| T/A & Apprentice | HR | 0 | 76.8065 | 0
| Crew #1 - InGround Drainage | HR | 0 | 265.0395 | 0
| Crew #2 - InGround Water/Fire | HR | 0 | 265.0395 | 0
Demolition & Reinstatement
DEMO
| Asphalt Cutting | m |  | 15.525 | 0
| Concrete Cutting | m |  | 18.4 | 0
| Con Cut Establishemnt Fee | ea |  | 92 | 0
REINSTATE - CONCRETE
| Road/Drveway Reinstate; 1mW x 150 Thck, N25/20/80, Incl Reinforcement | m |  | 145 | 0
| Kerb & Channel - 1m Wide | ea |  | 155 | 0
| Footpath - 1.5mW, N25/20/80, Incl Reinforcement | lm |  | 180 | 0
| Footpath - 1.5mW, EXPOSED AGG, N25/20/80, Incl Reinforcement | lm |  | 185 | 0
REINSTATE - ASPHALT
| 50mm Thck - Trench Reinstatement Through Road/Driveway | m2 |  | 97 | 0
| 50mm Thck - 1.5-2m Wide Footpath reinstatements | m2 |  | 97 | 0
| Establishment Fee (1 per stage) | Ea |  | 5500 | 0
Equipment & Hire - INCL WET PLANT HIRE
PLANT HIRE - WET
| 1.8T Excavator | Hr |  | 100 | 0
| 3-5 ton Excavator | Hr |  | 115 | 0
| 3-5T Combo | Hr |  | 154 | 0
| Hammer attachment 3.5-4T | Hr |  | 21 | 0
| Ripper 3.5-4T | Hr |  | 10 | 0
| 5t Excavator | Hr |  | 150 | 0
| Hammer attachment 5T | Hr |  | 50 | 0
| Skid steer | Hr |  | 140 | 0
| 8T Excavator | Hr |  | 128 | 0
| Hammer attachment 8T | Hr |  | 26 | 0
| Ripper 8T | Hr |  | 10 | 0
| 13-15T Excavator | Hr |  | 153 | 0
| Hammer attachment 14T | Hr |  | 36 | 0
| Ripper 14T | Hr |  | 10 | 0
| 3000L Hydro Excavation Truck | Hr |  | 190 | 0
| 4500L Hydro Excavation Truck | Hr |  | 220 | 0
| 6300L Hydro Excavation Truck | Hr |  | 250 | 0
| Water Truck allow for water at cost | Hr |  | 110 | 0
| 12t Body Truck Tipper | Hr |  | 110 | 0
HIRE - DRY
| Skid Steer Loader_Tracked (CAT249+) | Day | 10 | 225.4333 | 2254.3333
| Skid Steer Loader_Wheeled (CAT226+) | Day |  | 163.9667 | 0
| Mini Loader, Stand-on Type | Day |  | 180 | 0
|  |  |  | 0 | 0
| 1.5-1.8 Ton_Excavator | Day |  | 137.1429 | 0
| 1.7-2Ton_Excavator | Day |  | 0 | 0
| 3-5Ton_Excavator | Day | 7 | 238.6667 | 1670.6667
| 8Ton_Excavator | Day |  | 261.1667 | 0
| 10-12Ton_Excavator | Day |  | 0 | 0
| 13-16Ton_Excavator | Day |  | 317.2 | 0
| 20-24Ton_Excavator | Day |  | 314.2857 | 0
|  |  |  | 0 | 0
| Ripper_1.7-2T | Day |  | 0 | 0
| Ripper_1.5-4T | Day |  | 32.74 | 0
| Ripper_3-5T | Day |  | 0 | 0
| Ripper_8T | Day |  | 40.38 | 0
| Breaker_1.7-2T | Day |  | 123.33 | 0
| Breaker_3-5T | Day |  | 165.89 | 0
| Breaker_8T | Day |  | 165.89 | 0
| Breaker_10-12T | Day |  | 0 | 0
| Breaker_13-15T | Day |  | 203 | 0
| Auger Drive_10-12T |  |  | 0 | 0
| 300Dia Auger Drill |  |  | 0 | 0
|  |  |  | 0 | 0
| 1.25T_Tipper Truck | Day | 7 | 205 | 1435
| 2-4T_Tipper Truck | Day |  | 166.98 | 0
| <6T_Tipper Truck | Day |  | 171.4286 | 0
|  |  |  | 0 | 0
| <10T_Articulated Site Tipper | Day |  | 0 | 0
| Upright Rammer_Wacker | Day | 7 | 34.2857 | 240
| Trench Roller_Dbl Drum_Remote | Day |  | 165 | 0
| <26Ft_Scissor Lift - Diesel | Day |  | 0 | 0
| <26Ft_Scissor Lift - Elec | Day |  | 0 | 0
| <34Ft_Boom Lift - Diesel | Day |  | 0 | 0
| <34Ft_Boom Lift - Elec | Day |  | 0 | 0
|  |  |  | 0 | 0
| Porta Loo_No Tank | Day |  | 5.46 | 0
| 6*3m Demantable Lunchroom - COMPLETE | Day |  | 23 | 0
| 6*3m Demantable Office - COMPLETE | Day |  | 23 | 0
| 20Ft Shipping Container | Day |  | 0 | 0
| Quick Cut Demo Saw | Day |  | 0 | 0
| Sngl Ph_6KVA Genset | Day |  | 0 | 0
| Diesel Air Compressor_Trailer | Day |  | 0 | 0
| Air Breaker - Heavy | Day |  | 0 | 0
| Air Hose <10m | Day |  | 0 | 0
| Elec Breaker/Jachammer | Day |  | 0 | 0
| Flexdrive Motor Unit | Day |  | 0 | 0
| Flexdrive_Pump Shaft | Day |  | 0 | 0
| Temporary Power Board | Day |  | 0 | 0
|  |  |  | 0 | 0
| Dual CabUte | Day |  | 0 | 0
| 3m3 Skip Bbin | per serive |  | 230 | 0
| plus disposal | Tonne |  | 309 | 0
| site fee | Week |  | 35 | 0
| ~4m3_Skip Bin | per change over |  | 229.9 | 0
| ~6m3_Skip Bin | per change over |  | 239.8 | 0
| Plus disposal | Tonne |  | 309 | 0
| Site fee | Week |  | 35 | 0
| Vacuum Excavator - Vermeer VT250D | Day |  | 295.77 | 0
| Vac Trailer – Dry Hire | Day |  | 355 | 0
|  |  |  | 0 | 0
| TRANSPORT_Ex BRIS - Return | Day |  | 0 | 0
| TRANSPORT_Ex ROK - Return | Hour |  | 180 | 0
| 0-4T Per Hour Delivery Rate | Hour |  | 125 | 0
| 5 - 9t Transport Hourly Rate | Hour |  | 160 | 0
| 10 - 19t Low Loader Hourly rate - Minimum 2 Hour Charge | Hour |  | 200 | 0
| FUEL - Average_Candle | Week | 1 | 1850 | 1850
Subbies & Misc
| Surveyor | ea |  | 180 | 0
| Services Locator | ea |  | 130 | 0
| Compaction Testing - TEST | ea | 2 | 115 | 230
| Compaction Testing - Site Establishment | ea | 1 | 90 | 90
|  | ea |  |  | 0
|  | ea |  |  | 0
| FIRE TESTING / CERT | ea |  |  | 0
| FULL Hydro Test - Per Test (6.5Hr 1 x fitter, 1 x apprentice, 1 day Test gear) | ea |  | 1945 | 0
| Provision of Form 72 | ea |  | 350 | 0
Material - Quarry, Misc
| Bedding / Fill Sand | m3 |  | 39.75 | 0
| CBR 45/2.5 Roadbase | m3 |  | 41.9 | 0
| Turf Underlay/Topsoil | m3 |  | 45.25 | 0
| Standard Garden Woodchip | m3 |  | 87 | 0
| Turf - Standard Couch or Similar | Slab (.5m2) |  | 6.48 | 0
| Cement Stabalized Sand (3-5%) | m3 |  | 169 | 0
| Exposed Agg Concrete - Standard/Cheapest Exposed Agg Stone | m3 |  | 252 | 0
| N25 20mm 80 Slump Concrete | m3 |  | 263 | 0
| Valve Margin strips; Concrete slab, 1 directions sign, 3 x valve No sign. | ea |  | 380 | 0
FIRE SERVICES - INGROUND
| 200 HDPE PN16 SDR11 - REDLINE | m |  | 46.8107 | 0
| 180 HDPE PN16 SDR11 - REDLINE | m |  | 35.144 | 0
| 125 HDPE PN16 SDR11 - REDLINE | m | 6 | 16.9935 | 101.9613
| 32 HDPE PN16 SDR11 - BLUELINE | m |  | 1.6779 | 0
0
| 200 EF Coupler | ea |  | 60.8028 | 0
| 180 EF Coupler | ea |  | 35.4936 | 0
| 125 EF Coupler | ea | 1 | 19.4718 | 19.4718
| 200 EF 45DFeg Bend | ea |  | 150.6408 | 0
| 180 EF 45DFeg Bend | ea |  | 135.1986 | 0
| 125 EF 45DFeg Bend | ea |  | 61.6722 | 0
| 200 EF 90DFeg Bend | ea |  | 150.6408 | 0
| 180 EF 90DFeg Bend | ea |  | 134.9778 | 0
| 125 EF 90DFeg Bend | ea | 1 | 61.617 | 61.617
| 200 EF TEE | ea |  | 151.455 | 0
| 180 EF TEE | ea |  | 157.7064 | 0
| 125 EF TEE | ea |  | 67.965 | 0
| 200*180 EF TEE | ea |  | 289.0686 | 0
| 200*125 EF TEE | ea |  | 301.4196 | 0
| 180*125 EF TEE | ea |  | 168.5394 | 0
| 200*180 EF Reducer | ea |  | 173.3556 | 0
| 180*125 EF Reducer | ea | 1 | 82.938 | 82.938
| 200PE*8"(200m) - MaxiStub W/Backing Ring | ea |  | 472.443 | 0
| 180PE*6"(150mm) - MaxiStub W/Backing Ring | ea |  | 179.0826 | 0
| 125PE*4" (100mm) - MaxiStub W/Backing Ring | ea |  | 127.8846 | 0
| 180mm PE x 150mm GALV ADAPTER - PLASSON Brand | ea | 1 | 432.2022 | 432.2022
| 125mm PE x 100mm GALV ADAPTER - PLASSON Brand | ea |  | 281.6718 | 0
|  | 0 |  | 0 | 0
| 180mm PE x 150mm GALV ADAPTER | ea |  | 435.6798 | 0
| 125mm PE x 100mm GALV ADAPTER | ea |  | 277.9734 | 0
| 200 Long SPIG 45DFeg Bend | ea |  | 94.5852 | 0
| 180 Long SPIG 45DFeg Bend | ea |  | 88.9548 | 0
| 125 Long SPIG 45DFeg Bend | ea |  | 53.4888 | 0
| 200 Long SPIG 90DFeg Bend | ea |  | 118.9146 | 0
| 180 Long SPIG 90DFeg Bend | ea |  | 93.9918 | 0
| 125 Long SPIG 90DFeg Bend | ea |  | 43.677 | 0
| 200 Long SPIG TEE | ea |  | 176.1432 | 0
| 180 Long SPIG TEE | ea |  | 157.6236 | 0
| 125 Long SPIG TEE | ea |  | 52.7988 | 0
| 200*180 Long SPIG TEE | ea |  | 253.2024 | 0
| 200*125 Long SPIG TEE | ea |  | 265.5534 | 0
| 180*125 Long SPIG TEE | ea |  | 256.2798 | 0
| 200*180 Long SPIG Reducer | ea |  | 77.0592 | 0
| 180*125 Long SPIG Reducer | ea |  | 54.9654 | 0
|  | 0 |  | 0 | 0
| 200 FL DICL Sluice Valve | ea |  | 679.41 | 0
| 150 FL DICL Sluice Valve | ea |  | 323.53 | 0
| 100 FL DICL Sluice Valve | ea |  | 202.94 | 0
| Valve Spindle Riser - 600Long | ea |  | 136.94 | 0
| Valve Box - Cast Iron Trafficable - Rectangle Type "V" | ea |  | 123.53 | 0
| Valve Box - Non-Trafficable - Plastic Surround with CI Drop In "V" | ea |  | 98.82 | 0
|  | 0 |  | 0 | 0
| 200*150mm DICL FL Reducer | ea |  | 291.18 | 0
| 200*100mm DICL FL Reducer | ea |  | 330 | 0
| 150*100mm DICL FL Reducer | ea |  | 156 | 0
| 150mm DICL FL * SP Adapter | ea |  | 106.24 | 0
| 100mm DICL FL * SP Adapter | ea |  | 70.59 | 0
| 200mm DICL FL 90Deg Bend | ea |  | 516.35 | 0
| 150mm DICL FL 90Deg Bend | ea |  | 198.88 | 0
| 100mm DICL FL 90Deg Bend | ea |  | 108.71 | 0
| 200mm DICL FL TEE | ea |  | 672.65 | 0
| 150mm DICL FL TEE | ea |  | 228.24 | 0
| 100mm DICL FL TEE | ea |  | 128.24 | 0
| 200*150*200 DICL FL TEE | ea |  | 536.76 | 0
| 200*100*200 DICL FL TEE | ea |  | 576.47 | 0
| 150-100-150 DICL FL TEE | ea |  | 198.82 | 0
| 200mm DICL FL Pipe @ 1000 | ea |  | 898.82 | 0
| 200mm DICL FL Pipe @ 600 | ea |  | 640 | 0
| 200mm DICL FL Pipe @ 300 | ea |  | 355.29 | 0
| 150mm DICL FL Pipe @ 1000 | ea |  | 534.41 | 0
| 150mm DICL FL Pipe @ 600 | ea |  | 280 | 0
| 150mm DICL FL Pipe @ 450 | ea |  | 236.47 | 0
| 150mm DICL FL Pipe @ 300 | ea |  | 178.8 | 0
| 100mm DICL FL Pipe @ 1000 | ea |  | 362.35 | 0
| 100mm DICL FL Pipe @ 600 | ea |  | 144.71 | 0
| 100mm DICL FL Pipe @ 450 | ea |  | 135.88 | 0
| 100mm DICL FL Pipe @ 300 | ea |  | 76.47 | 0
| 150mm DICL FL Deadplate | ea |  | 67.65 | 0
| 100mm DICL FL Deadplate | ea |  | 43.53 | 0
|  | 0 |  | 0 | 0
| 200mm PE*DI Gasket Kit Complete | ea |  | 67.06 | 0
| 200mm DI*DI Gasket Kit Complete | ea |  | 46.71 | 0
| 150mm PE*DI Gasket Kit Complete | ea |  | 60 | 0
| 150mm DI*DI Gasket Kit Complete | ea |  | 42.35 | 0
| 100mm PE*DI Gasket Kit Complete | ea |  | 24.71 | 0
| 100mm DI*DI Gasket Kit Complete | ea |  | 20 | 0
|  | 0 |  | 0 | 0
| 150mm SS Gibault Adapter Coupling | ea |  | 108.71 | 0
| 100mm SS Gibault Adapter Coupling | ea |  | 87.06 | 0
| 180mm PE GRIPPER Adapter Coupling | ea |  | 305.88 | 0
| 125mm PE GRIPPER Adapter Coupling | ea |  | 182.35 | 0
| 180mm PE GRIPPER * 150FL Adapter Coupling | ea |  | 229.41 | 0
| 125mm PE GRIPPER * 100FL Adapter Coupling | ea |  | 152.94 | 0
| 180mm PE GRIPPER Sluice Valve | ea |  | 690 | 0
| 125mm PE GRIPPER Sluice Valve | ea |  | 408.47 | 0
|  | 0 |  | 0 | 0
| Detectable Tape - Fire x 250m | ea |  | 90 | 0
| Alcohol Weld Wipes | ea |  | 13.5 | 0
| Denzo Tape 100mm roll | ea |  | 27.14 | 0
| Black over-wrap tape - roll | ea |  | 27.14 | 0
0
| FIRE SERVICES - ABOVE GROUND |  |  |  | 0
| Description | Unit
| 150mm MED DUTY Galv Pipe | m |  | 43.8462 | 0
| 100mm MED DUTY Galv Pipe w/RG Ends | m |  | 28.4615 | 0
| 100mm Class B Copper Pipe | m |  | 106.2417 | 0
| 25mm Class B Copper Pipe | m |  | 59.82 | 0
|  | 0 |  | 0 | 0
| 150mm Galv RG Coupling | ea |  | 12.83 | 0
| 100mm Galv RG Coupling | ea |  | 7.55 | 0
| 150mm Galv RG TEE | ea |  | 35.5 | 0
| 100mm Galv RG TEE | ea |  | 16.93 | 0
| 150mm Galv RG BEND 90Deg | ea |  | 22.85 | 0
| 100mm Galv RG BEND 90Deg | ea |  | 10.62 | 0
| 150mm Galv RG BEND 45Deg | ea |  | 23.5 | 0
| 100mm Galv RG BEND 45Deg | ea |  | 11.4 | 0
| 150mm Galv RG x 100mm FLANGE Adapt | ea |  | 30.75 | 0
| 100mm Galv RG x 100mm FLANGE Adapt | ea |  | 23.21 | 0
| 150mm RG Butterfly Valve Geared Wheel | ea |  | 217.8 | 0
| 100mm RG Butterfly Valve Geared Wheel | ea |  | 169.4 | 0
|  | 0 |  | 0 | 0
| 150mm H-Pattern Booster Assembly Complete | ea |  | 2350 | 0
| Booster Cabinet - Compl with doors and stickers | ea |  | 1155 | 0
|  | 0 |  | 0 | 0
| 100mm Dual Pillar Hydrant Complete_ Flanged Base 1500 High w/landing Valves | ea | 1 | 365 | 365
| 100mm Dual Pillar Hydrant Complete_ RG Base 1500 High w/landing Valves_OPTION | ea |  | 365 | 0
| 65mm RG Landing Valve | ea |  | 90 | 0
| Red caps and chain - suit 65mm QLD Landing valve | ea |  | 5 | 0
| 36m Fire Hose Reel w/25mm isolation valve | ea | 1 | 125 | 125
| 25mm Isolation Ball Valve (for fire hose reel) valve only, with hose nozzle latch | ea |  | 39 | 0
|  | 0 |  | 0 | 0
| 150mm FL Testable Double Check Valve - Compl. w/Valves | ea |  | 3100.7 | 0
| 150mm FL RPZD Valve - Compl. w/Valves | ea |  | 4237.09 | 0
|  | 0 |  | 0 | 0
| 100mm FL Levered Butterfly Vlave | ea |  | 114.44 | 0
| 100mm Copper Crimp - TEE | ea |  | 219.36 | 0
| 100mm Copper Crimp - 90Deg Bend | ea |  | 135.09 | 0
| 100mm Copper Crimp - 45Deg Bend | ea |  | 125.77 | 0
| 100mm Copper Crimp - Straight Socket | ea |  | 83.25 | 0
| 100mm Copper Crimp - 100mm FL Adapter | ea |  | 52.25 | 0
| 80mm Copper Crimp - TEE | ea |  | 175.66 | 0
| 100mm*80mm Copper Crimp - REDUCER | ea |  | 164.08 | 0
|  | 0 |  | 0 | 0
| 32mm cu copper line | m | 81 | 31.6667 | 2565
| 32mm Fi Lockable Ball Valve | ea |  | 77.95 | 0
| 32mm Cu Crimp * 32mi Adapt | ea |  | 17.16 | 0
| 32mm Cu Crimp Coupling Straight | ea |  | 7.23 | 0
| 32mm Cu Crimp 90Deg Bend | ea | 6 | 17.37 | 104.22
| 32mm Cu Crimp 45Deg Bend | ea |  | 16.24 | 0
| 32mm*25mm Cu Crimp Reducer | ea |  | 14.36 | 0
| 25mm Fi Lockable Ball Valve | ea |  | 46.94 | 0
| 25mm Cu Crimp * 25mi Adapt | ea |  | 8.46 | 0
| 25mm Cu Crimp Coupling Straight | ea |  | 5.74 | 0
| 25mm Cu Crimp 90Deg Bend | ea |  | 7.7 | 0
| 25mm Cu Crimp 45Deg Bend | ea |  | 10.19 | 0
|  | 0 |  | 0 | 0
| 150mm Galv 2 Piece Weld-nut Bracket M12 | ea |  | 5.86 | 0
| 100mm Galv 2 Piece Weld-nut Bracket M12 | ea |  | 4.41 | 0
| 150 Galv 2 Piece Channel Clip | ea |  | 5.36 | 0
| 100 Galv 2 Piece Channel Clip | ea |  | 4.4 | 0
| 12mm Galv Threaded Rod | ea |  | 10.64 | 0
| Galv Braced Counter Lever Bracket - 450Long | ea |  | 20 | 0
| 003 Padlock | ea |  | 19.5 | 0
| 100mm DI*DI Gasket Kit Complete | ea |  | 20 | 0
FIRE SERVICES - Misc.
Description
| Decommisioning Material | ea |  | 1388 | 0
| Electrofusion PE Welder 25-250mmPE. Please detail Spec | ea |  | 0 | 0
| PE Butt Welder. Automatic. 125-250mmPE. Please detail Spec - HIRE | WEEK |  | 450 | 0
| Hand Roll Groover. 65-150mm. | ea |  | 0 | 0
| Delivery - To Rockhampton PIPE LENGTHS as quoted | ea |  | 2178.48 | 0
| Delivery - To Rockhampton Standard/Palletised items | ea |  | 2178.48 | 0
POTABLE WATER_MAINS & R'Ins
Description
| 125 HDPE PN16 SDR11 - BLUELINE | m |  | 12.31 | 0
| 90 HDPE PE100 PN 16 -Blueline | m |  | 10 | 0
| 75 HDPE PE100 PN 16 -Blueline | m |  | 9.66 | 0
| 63 HDPE PE100 PN 16 -Blueline | m | 102 | 4.63 | 472.26
| 63 HDPE PN12.5 SDR11 - BLUELINE | m |  | 5.4 | 0
| 50 HDPE PE100 PN 16 - BLUELINE | m |  | 4.4 | 0
| 40 HDPE PE100 PN16 Blue Line | m |  | 2.3621 | 0
| 40 HDPE PN12.5 SDR11 - BLUELINE | m |  | 2.1 | 0
| 32 HDPE PE100 PN 16 -Blueline | m | 6 | 1.22 | 7.32
| 25 HDPE PE100 PN16 - BLUELINE | m |  | 2.43 | 0
| 25 HDPE PN12.5 SDR11 - BLUELINE | m |  | 1.38 | 0
| EF COUPLER 125MM (EA) | m |  | 22 | 0
| TEE EQUAL PE100 E/F 125MM | ea |  | 57.75 | 0
| TEE PE100 E/F 125*63MM | ea |  | 139 | 0
| EF REDUCER 125 X 90MM | ea |  | 104.15 | 0
| EF REDUCER 125 X 63MM | ea |  | 26.1 | 0
| EF REDUCER 75 X 63MM | ea |  | 37.5 | 0
| EF REDUCER 63 X 50MM | ea |  | 35.93 | 0
| EF REDUCER 50 X 40MM | ea |  | 35 | 0
| EF REDUCER 40 X 32MM | ea |  | 35 | 0
| EF REDUCER 40 X 25MM | ea |  | 35 | 0
| EF REDUCER 32 X 25MM | ea |  | 20 | 0
| ELBOW PE100 E/F 125MM X 45D | ea |  | 50 | 0
| ELBOW PE100 E/F 125MM X 90D | ea |  | 54 | 0
| 63MM PE X 50MM COPPER TRANSITION | ea | 1 | 100 | 100
| 63MM PE X 20MM COPPER TRANSITION | ea | 1 | 150 | 150
| HDPE 75mm X 90 D ELBOW | ea |  |  | 0
| HDPE 63MM X 90 D ELBOW | ea | 10 | 15.55 | 155.5
| HDPE 50MM X 90 D ELBOW | ea |  | 15 | 0
| HDPE 40MM X 90 D ELBOW | ea |  | 10.87 | 0
| Reducing Tee 125mm x 90mm | ea |  | 55 | 0
| Reducing Tee 125mm x 32mm | ea |  | 55 | 0
| Reducing Tee 75mm x 63mm | ea |  | 35 | 0
| Reducing Tee 75mm x 50mm | ea |  | 35 | 0
| Reducing Tee 75mm x 32mm | ea |  | 35 | 0
| Reducing Tee 63mm x 32mm | ea |  | 35 | 0
| Reducing Tee 50mm x 40mm | ea |  | 35 | 0
| Reducing Tee 40mm x 25mm | ea |  | 35 | 0
| Reducing Tee 32mm x 25mm | ea |  | 35 | 0
| EF Reducer 63mm x 32mm | ea | 1 | 45 | 45
| EF Reducer 50mm x 25mm | ea |  | 26 | 0
| 63mm Tee | ea | 7 | 40 | 280
| 50mm Tee | ea |  | 35 | 0
| 40mm Tee | ea |  | 10.87 | 0
| 32mm Tee | ea |  | 35 | 0
| HDPE 32mm X 90 D ELBOW | ea |  | 20 | 0
| HDPE 25mm X 90 D ELBOW | ea |  | 20 | 0
| HDPE 25mm X 45 D ELBOW | ea |  |  | 0
| 25mm Tee | ea |  | 35 | 0
| PE MAXI STUB FLANGE W/SS BK RING 125X 4" (EA) | ea |  | 102.5 | 0
| SLUICE VALVE PN16 T/D ACC FLNGD 100MM | ea |  | 235 | 0
| Valve Box - Cast Iron - Rectangle - Large - HD | ea |  | 100 | 0
| SADDLE TAPPING EF 125PE X 25PE | ea |  | 47.41 | 0
| SADDLE TAPPING EF 125PE X 32PE | ea |  | 41.69 | 0
| SADDLE TAPPING EF 125PE X 63PE | ea |  | 85.55 | 0
|  | ea |  |  | 0
| Detectable WATER Marker Tape - 250m |  |  | 70 | 0
| WIPES WELDING PLASSON XL (120 PK) | ea |  | 19 | 0
| Paint Pen - WHITE | ea |  | 16 | 0
|  | ea |  |  | 0
| 100 Cu Above Grnd | m |  | 40.21 | 0
| 50 Cu Above Grnd | m | 8 | 46.5 | 372
| 32 Cu Above Grnd | m |  | 31.67 | 0
| 32mm x25mm reducing tee | m |  | 16.33 | 0
| 25 Cu Above Grnd | ea | 27 | 21.5 | 580.5
| B-PRESS WATER EQUAL TEE 50MM (EA) | ea | 1 | 56.35 | 56.35
| B-PRESS WATER EQUAL TEE 32MM (EA) | m |  | 15 | 0
| B-PRESS WATER EQUAL TEE 25MM (EA) | ea | 3 | 13.2 | 39.6
| 20 Cu Above Grnd | ea | 9 | 13.67 | 123.03
| B-PRESS WATER EQUAL TEE 20MM (EA) | m | 2 | 6.88 | 13.76
| 50mm Cu 10mm Nut Clip | ea |  | 1.4 | 0
| 32mm Cu 10mm Nut Clip | ea |  | 1.38 | 0
| 25mm Cu 10mm Nut Clip | ea |  | 1.32 | 0
| 20mm Cu 10mm Nut Clip | ea |  | 1.24 | 0
| 10mm Zinc Threaded Rod | m |  | 5.1 | 0
0
| Kembla copper WATER ELBOW 90DEG X 50MM (EA) | ea | 3 | 45.02 | 135.06
| Kembla copper WATER ELBOW 90DEG X 32MM (EA) | ea |  | 14.31 | 0
| Kembla copper WATER ELBOW 90DEG X 25MM | ea | 11 | 7.17 | 78.87
| Kembla copper WATER ELBOW 90DEG X 20MM | ea | 6 | 3.76 | 22.56
| 50mmX 25 Cu WAT Crimp Reducer | ea | 1 | 37 | 37
| 32mmX 25 Cu WAT Crimp Reducer | ea |  |  | 0
| 32mmX 20 Cu WAT Crimp Reducer | ea |  |  | 0
0
HIDDEN |  |  |  |  | 0
| 63mm E/F PE 90 Deg Elb | ea |  | 13.5 | 0
| 63mm E/F PE 45 Deg Elb | ea |  | 13.5 | 0
| 63mm E/F PE TEE | ea |  | 9.5 | 0
| 63x40x63 E/F PE TEE | ea |  | 18.5 | 0
| 63x32x63 E/F PE TEE | ea |  | 18.5 | 0
| 63x25x63 E/F PE TEE | ea |  | 6 | 0
| 63mm E/F PE Coupling | ea |  | 5.5 | 0
| 63x40 E/F PE Reducer Coupling | ea |  | 17.5 | 0
| 63x32 E/F PE Reducer Coupling | ea |  | 16.5 | 0
| 63x25 E/F PE Reducer Coupling | ea |  | 2.5 | 0
| 63PEx50Fi E/F PE Adapter | ea |  | 43.5 | 0
| 63PEx50Mi E/F PE Adapter | ea |  | 43.5 | 0
| 63PEx50Fi E/F PE Tramsiton Union | ea |  | 45.5 | 0
| 63PEx50Mi E/F PE Transition Union | ea |  | 76 | 0
| 40mm E/F PE 90 Deg Elb | ea |  | 11.5 | 0
| 40mm E/F PE 45 Deg Elb | ea |  | 11.5 | 0
| 40mm E/F PE TEE | ea |  | 12 | 0
| 40x32x40 E/F PE TEE | ea |  | 18.5 | 0
| 40x25x40 E/F PE TEE | ea |  | 19.5 | 0
| 40mm E/F PE Coupling | ea |  | 4.5 | 0
| 40x32 E/F PE Reducer Coupling | ea |  | 10.5 | 0
| 40x25 E/F PE Reducer Coupling | ea |  | 14.5 | 0
| 40PEx32Fi E/F PE Adapter | ea |  | 28.5 | 0
| 40PEx32Mi E/F PE Adapter | ea |  | 29.5 | 0
| 40PEx32Fi E/F PE Tramsiton Union | ea |  | 36 | 0
| 40PEx32Mi E/F PE Transition Union | ea |  | 54 | 0
| 32mm E/F PE 90 Deg Elb | ea |  | 10.5 | 0
| 32mm E/F PE 45 Deg Elb | ea |  | 10 | 0
| 32mm E/F PE TEE | ea |  | 5.5 | 0
| 32x25x32 E/F PE TEE | ea |  | 18 | 0
| 32mm E/F PE Coupling | ea |  | 4.5 | 0
| 32x25 E/F PE Reducer Coupling | ea |  | 6.5 | 0
| 32PEx25Fi E/F PE Adapter | ea |  | 25.5 | 0
| 32PEx25Mi E/F PE Adapter | ea |  | 22.5 | 0
| 32mm E/F PE End Cap | ea |  | 8.5 | 0
| 32mm E/F PE End Plug | ea |  | 6.5 | 0
| 25mm E/F PE 90 Deg Elb | ea |  | 10.5 | 0
| 25mm E/F PE 45 Deg Elb | ea |  | 0 | 0
| 25mm E/F PE TEE | ea |  | 4.5 | 0
| 25mm E/F PE Coupling | ea |  | 4 | 0
| 25PEx25Fi E/F PE Adapter | ea |  | 17 | 0
| 25PEx25Mi E/F PE Adapter | ea |  | 17.5 | 0
| 25PEx20Fi E/F PE Adapter | ea |  | 4.5 | 0
| 25PEx20Mi E/F PE Adapter | ea |  | 2 | 0
| 25mm E/F PE End Cap | ea |  | 8.5 | 0
| 25mm E/F PE End Plug | ea |  | 4 | 0
HIDDEN |  | ea |  |  | 0
| 100mm CU Crimp 90 DEG FxF Elbow |  |  | 137 | 0
| 100mm CU Crimp 45 DEG FxF Elbow | ea |  | 139.5 | 0
| 100mm CU Crimp Tee | ea |  | 183 | 0
| 100x50x100 CU Crimp Tee | ea |  | 184.5 | 0
| 100x50 CU Crimp Reducer | ea |  | 56 | 0
| 100mm CU Crimp Repair Coupling | ea |  | 103 | 0
| 100mm CU Crimp Coupling | ea |  | 95 | 0
| 100Cu x 100Flange CU Crimp Coupling | ea |  | 99.5 | 0
| 50mm CU Crimp 90 DEG FxF Elbow | ea |  | 33.5 | 0
| 50mm CU Crimp 45 DEG FxF Elbow | ea |  | 33 | 0
| 50mm CU Crimp Tee | ea |  | 60.5 | 0
| 50x40x50 CU Crimp Tee | ea |  | 61 | 0
| 50x40x40 CU Crimp Tee | ea |  | 65 | 0
| 50x32x50 CU Crimp Tee | ea |  | 65 | 0
| 50x32x32 CU Crimp Tee | ea |  | 65 | 0
| 50x32x40 CU Crimp Tee | ea |  | 65 | 0
| 50x25x50 CU Crimp Tee | ea |  | 45 | 0
| 50x20x50 CU Crimp Tee | ea |  | 55 | 0
| 50x15x50 CU Crimp Tee | ea |  | 55 | 0
| 50x40 CU Crimp Reducer | ea |  | 21.5 | 0
| 50x32 CU Crimp Reducer | ea |  | 25 | 0
| 50x25 CU Crimp Reducer | ea |  | 22 | 0
| 50x20 CU Crimp Reducer | ea |  | 22 | 0
| 50x15 CU Crimp Reducer | ea |  | 22 | 0
| 50Cu x 50Mi CU Crimp Adapter | ea |  | 78 | 0
| 50Cu x 50Fi CU Crimp Adapter | ea |  | 89 | 0
| 50mm CU Crimp Repair Coupling | ea |  | 21 | 0
| 50mm CU Crimp Coupling | ea |  | 21 | 0
| 50Cu x 50Flange CU Crimp Coupling | ea |  | 0 | 0
| 50mm CU Crimp Cap | ea |  | 0 | 0
| 50Cu x W69/Barrell Barrell Union CU Crimp | ea |  | 0 | 0
| 40mm CU Crimp 90 DEG FxF Elbow | ea |  | 0 | 0
| 40mm CU Crimp 45 DEG FxF Elbow | ea |  | 0 | 0
| 40mm CU Crimp 90 DEG MxF Elbow | ea |  | 0 | 0
| 40mm CU Crimp 45 DEG MxF Elbow | ea |  | 0 | 0
| 40mm CU Crimp Tee | ea |  | 0 | 0
| 40x32x40 CU Crimp Tee | ea |  | 0 | 0
| 40x32x32 CU Crimp Tee | ea |  | 0 | 0
| 40x32x25 CU Crimp Tee | ea |  | 0 | 0
| 40x25x40 CU Crimp Tee | ea |  | 0 | 0
| 40x25x20 CU Crimp Tee | ea |  | 0 | 0
| 40x20x40 CU Crimp Tee | ea |  | 0 | 0
| 40x15x40 CU Crimp Tee | ea |  | 0 | 0
| 40x32 CU Crimp Reducer | ea |  | 0 | 0
| 40x25 CU Crimp Reducer | ea |  | 0 | 0
| 40x20 CU Crimp Reducer | ea |  | 0 | 0
| 40x15 CU Crimp Reducer | ea |  | 0 | 0
| 40Cu x 40Mi CU Crimp Adapter | ea |  | 0 | 0
| 40Cu x 40Fi CU Crimp Adapter | ea |  | 0 | 0
| 40mm CU Crimp Repair Coupling | ea |  | 0 | 0
| 40mm CU Crimp Coupling | ea |  | 0 | 0
| 40Cu x 40Flange CU Crimp Coupling | ea |  | 0 | 0
| 40mm CU Crimp Cap | ea |  | 0 | 0
| 40Cu x W69/Barrell Barrell Union CU Crimp | ea |  | 0 | 0
| 32mm CU Crimp 90 DEG FxF Elbow | ea |  | 0 | 0
| 32mm CU Crimp 45 DEG FxF Elbow | ea |  | 0 | 0
| 32mm CU Crimp 90 DEG MxF Elbow | ea |  | 0 | 0
| 32mm CU Crimp 45 DEG MxF Elbow | ea |  | 0 | 0
| 32mm CU Crimp Tee | ea |  | 18.54 | 0
| 32x25x32 CU Crimp Tee | ea |  | 0 | 0
| 32x25x20 CU Crimp Tee | ea |  | 0 | 0
| 32x20x32 CU Crimp Tee | ea |  | 18.35 | 0
| 32x20x20 CU Crimp Tee | ea |  | 0 | 0
| 32x20x15 CU Crimp Tee | ea |  | 0 | 0
| 32x15x32 CU Crimp Tee | ea |  | 0 | 0
| 32x15x25 CU Crimp Tee | ea |  | 0 | 0
| 32x15x20 CU Crimp Tee | ea |  | 0 | 0
| 32x15x15 CU Crimp Tee | ea |  | 0 | 0
| COUPLING RED CU KEMPRESS WATER 32MM X 25MM | ea |  | 16.33 | 0
| 32x20 CU Crimp Reducer | ea |  | 0 | 0
| 32x15 CU Crimp Reducer | ea |  | 0 | 0
| 32Cu x 32Mi CU Crimp Adapter | ea |  | 0 | 0
| 32Cu x 32Fi CU Crimp Adapter | ea |  | 0 | 0
| 32mm CU Crimp Repair Coupling | ea |  | 0 | 0
| 32mm CU Crimp Coupling | ea |  | 0 | 0
| 32mm CU Crimp Cap | ea |  | 0 | 0
| 32Cu x W69/Barrell Barrell Union CU Crimp | ea |  | 0 | 0
| 25mm CU Crimp 90 DEG FxF Elbow | ea |  | 0 | 0
| 25mm CU Crimp 45 DEG FxF Elbow | ea |  | 0 | 0
| 25mm CU Crimp 90 DEG MxF Elbow | ea |  | 0 | 0
| 25mm CU Crimp 45 DEG MxF Elbow | ea |  | 0 | 0
| 25mm CU Crimp Tee | ea |  | 0 | 0
| 25x20x25 CU Crimp Tee | ea |  | 0 | 0
| 25x20x20 CU Crimp Tee | ea |  | 0 | 0
| 25x20x15 CU Crimp Tee | ea |  | 0 | 0
| 25x15x25 CU Crimp Tee | ea |  | 0 | 0
| 25x15x20 CU Crimp Tee | ea |  | 0 | 0
| 25x15x15 CU Crimp Tee | ea |  | 0 | 0
| 25x20 CU Crimp Reducer | ea |  | 0 | 0
| 25x15 CU Crimp Reducer | ea |  | 0 | 0
| 25Cu x 25Mi CU Crimp Adapter | ea |  | 0 | 0
| 25Cu x 25Fi CU Crimp Adapter | ea |  | 0 | 0
| 25mm CU Crimp Repair Coupling | ea |  | 0 | 0
| 25mm CU Crimp Coupling | ea |  | 0 | 0
| 25mm CU Crimp Cap | ea |  | 0 | 0
| 25Cu x W69/Barrell Barrell Union CU Crimp | ea |  | 0 | 0
| 20mm CU Crimp 90 DEG FxF Elbow | ea |  | 0 | 0
| 20mm CU Crimp 45 DEG FxF Elbow | ea |  | 0 | 0
| 20mm CU Crimp 90 DEG MxF Elbow | ea |  | 0 | 0
| 20mm CU Crimp 45 DEG MxF Elbow | ea |  | 0 | 0
| 20mm CU Crimp Tee | ea |  | 5.61 | 0
| 20x15x20 CU Crimp Tee | ea |  | 0 | 0
| 20x15x15 CU Crimp Tee | ea |  | 0 | 0
| 20x15 CU Crimp Reducer | ea |  | 0 | 0
| 20Cu x 20Mi CU Crimp Adapter | ea |  | 0 | 0
| 20Cu x 20Fi CU Crimp Adapter | ea |  | 0 | 0
| 20mm CU Crimp Repair Coupling | ea |  | 0 | 0
| 20mm CU Crimp Coupling | ea |  | 0 | 0
| 20mm CU Crimp Cap | ea |  | 0 | 0
| 20Cu x W69/Barrell Barrell Union CU Crimp | ea |  | 0 | 0
| 15mm CU Crimp 90 DEG FxF Elbow | ea |  | 0 | 0
| 15mm CU Crimp 45 DEG FxF Elbow | ea |  | 0 | 0
| 15mm CU Crimp 90 DEG MxF Elbow | ea |  | 0 | 0
| 15mm CU Crimp 45 DEG MxF Elbow | ea |  | 0 | 0
| 15mm CU Crimp Tee | ea |  | 0 | 0
| 15Cu x 15Mi CU Crimp Adapter | ea |  | 0 | 0
| 15Cu x 15Fi CU Crimp Adapter | ea |  | 0 | 0
| 15Cu Fi BP, wall elbow | ea |  | 0 | 0
| 15Cu Mi BP, Wall elbow - 90 Long | ea |  | 0 | 0
| 15Cu Mi BP, Wall elbow - 120+ Long | ea |  | 0 | 0
| 15mm CU Crimp Repair Coupling | ea |  | 0 | 0
| 15mm CU Crimp Coupling | ea |  | 0 | 0
| 15mm CU Crimp Cap | ea |  | 0 | 0
| 15Cu x W69/Barrell Barrell Union CU Crimp | ea |  | 0 | 0
| 50mm Ball Valve Fi | ea |  | 0 | 0
| 40mm Ball Valve Fi | ea |  | 0 | 0
| 32mm Ball Valve Fi | ea |  | 26.25 | 0
| 25mm Ball Valve Fi | ea |  | 0 | 0
| 20mm Ball Valve Fi | ea |  | 0 | 0
| 15mm Ball Valve Fi | ea |  | 0 | 0
| 50mm Mi BRS Nipple | ea |  | 0 | 0
| 50mm Fi BRS Socket | ea |  | 0 | 0
| 50mm Mi BRS Union | ea |  | 0 | 0
| 50mm Fi BRS Union | ea |  | 0 | 0
| 50mm BRS Plug | ea |  | 0 | 0
| 50mm BRS Cap | ea |  | 0 | 0
| 40mm Mi BRS Nipple | ea |  | 0 | 0
| 40mm Fi BRS Socket | ea |  | 0 | 0
| 40mm Mi BRS Union | ea |  | 0 | 0
| 40mm Fi BRS Union | ea |  | 0 | 0
| 40mm BRS Plug | ea |  | 0 | 0
| 40mm BRS Cap | ea |  | 0 | 0
| 32mm Mi BRS Nipple | ea |  | 0 | 0
| 32mm Fi BRS Socket | ea |  | 0 | 0
| 32mm Mi BRS Union | ea |  | 0 | 0
| 32mm Fi BRS Union | ea |  | 0 | 0
| 32mm BRS Plug | ea |  | 0 | 0
| 32mm BRS Cap | ea |  | 0 | 0
| 25mm Mi BRS Nipple | ea |  | 0 | 0
| 25mm Fi BRS Socket | ea |  | 0 | 0
| 25mm Mi BRS Union | ea |  | 0 | 0
| 25mm Fi BRS Union | ea |  | 0 | 0
| 25mm BRS Plug | ea |  | 0 | 0
| 25mm BRS Cap | ea |  | 0 | 0
|  | ea |  | 0 | 0
| 20mm pex Pipe - Black |  |  | 0 | 0
| 15mm Pex pipe - Black | m |  | 0 | 0
| 15mm Pex pipe - Red | m |  | 0 | 0
| 20 pex Elbow | m |  | 0 | 0
| 20 Pex TEE | ea |  | 0 | 0
| 20x15 Pex TEE | ea |  | 0 | 0
| 20 PEX Mi Adapter | ea |  | 0 | 0
| 20 PEX Fi Adapter | ea |  | 0 | 0
| 20x15 Pex Reducer | ea |  | 0 | 0
| 20 PEXxCU Crimp conversion coupling | ea |  | 0 | 0
| 20 PEX Straight coupling | ea |  | 0 | 0
| 15 Pex Elbow | ea |  | 0 | 0
| 15 Pex TEE | ea |  | 0 | 0
| 15 PEXMi Adapter | ea |  | 0 | 0
| 15 PEX Fi Adapter | ea |  | 0 | 0
| 15 PEX Fi BP, wall elbow | ea |  | 0 | 0
| 15 PEX Mi BP, Wall elbow - 90 Long | ea |  | 0 | 0
| 15 PEX Mi BP, Wall elbow - 120+ Long | ea |  | 0 | 0
| 15 PEXxCU Crimp conversion coupling | ea |  | 0 | 0
| 15 PEX Straight coupling | ea |  | 0 | 0
|  | ea |  |  | 0
| Hose Taps Complete | ea | 1 | 56 | 56
| 100 FL DICL SLUICE VALVE | ea |  | 202.94 | 0
| 125PE*4" (100mm) - MaxiStub W/Stainless Steel Backing Ring | ea |  | 92.67 | 0
| 100mm PE*DI Gasket Kit Complete Parts & Labour | ea |  | 24.71 | 0
| 100mm DI*DI Gasket Kit Complete | ea |  | 20 | 0
| Valve Spindle Riser - 600Long | ea |  | 136.94 | 0
| 100mm Dual Pillar Hydrant Complete_ RG Base 1500 High w/landing Valves_OPTION | ea |  | 365 | 0
| 125mm PE x 100mm GALV ADAPTER - Acutech Brand | ea |  | 201.43 | 0
| Red caps and chain - suit 65mm QLD Landing valve | ea |  | 5 | 0
| RPZD 32mm | ea |  | 853 | 0
| RPZD 20mm | ea |  | 503 | 0
| RPZD 100mm | ea |  | 1809.63 | 0
| Office - Water & Rough IN | ea |  | 1650 | 0
| Ofice - NOGINS & Fixings | ea |  | 160 | 0
| Safety shr fittings | ea |  | 750 | 0
| In Grnd Fittings misc | ea |  | 450 | 0
| Abv Grnd Fittings misc | ea |  | 1250 | 0
| HWU quickie kit | ea |  | 190 | 0
| TMV | ea |  | 412.59 | 0
| 20mm Isolavtive valve | ea |  | 50 | 0
| 450 SQ PIT | ea |  | 30 | 0
| Dock Office Water Mat | ea |  | 1850 | 0
| 25mm RPZD | ea | 1 | 1800 | 1800
|  | ea |  |  | 0
| misc. |  |  | 3800 | 0
| 150mm isolation valve in valve pit (connect to authority watermain ) | ea |  | 371.37 | 0
| 25mm DCW Isolation vlave in valve pit with path box cover | ea |  | 469.04 | 0
| 25mm water meter in tamper steel cage with isolative valves in both side | ea |  | 659.8 | 0
| TMV in Box | ea |  | 587.96 | 0
| 100 mm Water meter | ea |  | 641.58 | 0
| 63 valve in pit | ea | 1 | 300 | 300
| 32 valve in pit | ea |  | 50 | 0
| 50mm control valve | ea |  | 31.71 | 0
| TLV under basin | ea |  | 146.09 | 0
| AUTOMATIC TRAP PRIMER | ea |  | 99.49 | 0
| TV1 Tempering Valve sized to suit the nominated pipe size. | ea | 1 | 450 | 450
SEWER DRAINAGE -
Description
| PIPE DWV PVC S/WELD 150MM - In Grnd | m |  | 14.49 | 0
| PIPE DWV SN8 PVC S/WELD 100MM | m | 74 | 9.5496 | 706.6704
| 150MM * 45D PVC JUNCTION | ea |  | 9.66 | 0
| 100MM * 45D PVC JUNCTION | ea | 10 | 4.7886 | 47.886
| 150MM X 100MM 45D PVC JUNCTION | ea |  | 13.8 | 0
| 100*50 PVC DWV JUNCTION | ea |  | 6.5274 | 0
| 100MM * 65 PVC PVC JUNCTION | ea |  | 8.5974 | 0
| 150MM X 45 Deg Bend | ea |  | 6.9 | 0
| 150MM X 90 Deg Bend | ea |  | 6.9 | 0
| 100MM X 90Deg Bend | ea | 11 | 2.5668 | 28.2348
| 100MM X 45Deg Bend | ea | 8 | 2.3308 | 18.6466
| DWV PIPE REDUCER 150X100mm | ea |  | 5.52 | 0
| DWV PIPE REDUCER 100 X 65mm | ea | 1 | 3.5 | 3.5
| DWV PIPE REDUCER 100 X 50mm | ea | 2 | 2.6772 | 5.3544
| PIPE DWV PVC S/WELD 100MM - In Grnd | m |  | 6.9 | 0
| PIPE DWV PVC S/WELD 65MM - In Grnd | m | 6 | 5.52 | 33.12
| 63 HDPE PN12.5 SDR11 - BLACK or CREAM - In Grnd | m |  | 8.7354 | 0
| PIPE DWV PVC S/WELD 50mm | m | 6 | 3.726 | 22.356
| PIPE DWV PVC S/WELD 40mm | m |  | 2.898 | 0
| DWV BEND 65X 90 DEG | ea | 2 | 2.3322 | 4.6644
| DWV BEND 40 X 85 DEG | ea |  | 4.14 | 0
| DWV BEND 50 X 45 DEG | ea | 1 | 0.9384 | 0.9384
| DWV BEND 50 X85 DEG | ea | 2 | 11.7162 | 23.4324
| 50mm Condensate INSULATION | m |  | 14 | 0
| 100mm Condensate INSULATION | m |  | 6 | 0
0
| 150mm - Gas Tight H/D Cast Iron Clearout (Peepeye) | ea |  | 40 | 0
| 150mm Clear Out Cover - L/D - Brass | ea |  | 30 | 0
| 100mm - Gas Tight H/D Cast Iron Clearout (Peepeye) | ea |  | 33 | 0
| 100mm Clear Out Cover - L/D - Brass | ea |  | 23.26 | 0
| 100 mm Inspection Opening | ea | 4 | 50 | 200
| 100mm Trapped point - 100mm Gully Trap | ea |  | 7.65 | 0
| FWG - 100mm Gully Trap | ea |  | 7.65 | 0
| FWG - 100mm 4-way Riser | ea |  | 13.59 | 0
| FWG - Grate - Tile Insert 100*100 Chrome Plated | ea |  | 0 | 0
| In-Wall TD & View Panel - SS | ea |  | 75 | 0
0
| 100mm PVC 10mm nut hanging clip | ea |  | 2 | 0
| 50mm PVC 10mm nut hanging clip | ea |  | 1.5 | 0
| 10mm Zinc Threaded Rod | m |  | 0 | 0
0
| Glue - Blue - 4Ltr | ea |  | 26.4 | 0
| Primer - Red - 4Ltr | ea |  | 23 | 0
| Detectable SEWER Marker Tape - 250m | ea |  | 75 | 0
| 100mm AbleFlex Roll | ea |  | 22 | 0
| Concrete Mix bag | ea |  | 10 | 0
0
| External Sewer Mains fitting | ea |  | 520 | 0
| Vents Complete | ea |  | 230 | 0
| Office Drainage mat | ea |  | 2800 | 0
| Dock Office Drainage Mat | ea |  | 950 | 0
| misc. | ea |  | 1250 | 0
| Overflow Gully | ea | 1 | 200 | 200
| Tundish with HT | ea |  | 60 | 0
| COS | ea |  | 120 | 0
| Tundish | ea |  | 61.33 | 0
| SIVEL EXPANSION JOINT | ea | 1 | 100 | 100
| FWG-130x130 STAINLESS STEEL GRATE WITH 80Ø VERTICAL OUTLET. SPS MODEL Q130/80SR | ea |  | 250 | 0
| FWG/BT - 200x200 PUSH IN BASKET TRAP WITH 316 STAINLESS STEEL GRATE CLASS 'C' SPS MODEL Q200 SR6-BT WITH FIXED SECONDARY STRAINER | ea |  | 250 | 0
| Fire Collars & Misc | ea |  | 300 | 0
| plaster /slip trap | ea |  | 1200 | 0
| flag up 1 : pre-fab amenitties and drainage to them | ea | 0 | 15000 | 0
| flag up 2 : allow all cost to new drainage to new store area , has alrady allowed extra | ea | 1 | 300 | 300
STORMWATER DRAINAGE
Description
| PIPE 600MM - RIBBED | m |  | 165.6 | 0
| PIPE 450MM - RIBBED | m |  | 89.7 | 0
| PIPE 375MM - RIBBED BLACK MAX | m |  | 66.24 | 0
| PIPE 300MM - RIBBED BLACK MAX | m |  | 0 | 0
| PIPE DWV SN8 PVC S/WELD 375MM | m |  | 85.1046 | 0
| PIPE DWV SN8 PVC S/WELD 300MM | m |  | 84.18 | 0
| PIPE DWV SN4 PVC S/WELD 300MM | m |  | 68.77 | 0
| PIPE SW H/D PVC S/WELD 300MM | m |  | 55.2 | 0
| PIPE DWV SN8 PVC S/WELD 225MM | m | 6 | 55.2 | 331.2
| PIPE DWV SN4 PVC S/WELD 225MM | m |  | 42.78 | 0
| PIPE SW H/D PVC S/WELD 225MM | m |  | 32.66 | 0
| PIPE DWV SN8 PVC S/WELD 150MM | m | 47 | 19.55 | 918.85
| PIPE DWV SN4 PVC S/WELD 150MM | m |  | 16.1 | 0
| PIPE DWV SN8 PVC S/WELD 150MM - Suspended | m |  | 19.55 | 0
| PIPE DWV SN4 PVC S/WELD 150MM | m |  | 16.56 | 0
| PIPE DWV SN8 PVC S/WELD 100MM | m | 70 | 6.693 | 468.51
| PIPE DWV SN4 PVC S/WELD 100MM | m |  | 6.9 | 0
| PIPE DWV SN8 PVC S/WELD 50MM | m |  | 6.693 | 0
|  |  |  | 0 | 0
| DWV Grade Option |  |  | 0 | 0
|  | ea |  | 0 | 0
| 600*225 Ribbed Saddle | ea |  | 676.2 | 0
| 600*45Deg RIBBED Bend | ea |  | 897 | 0
| 600*450 Ribbed Reducer | ea |  | 1518 | 0
| 450*375 Ribbed*PVC Reducer | ea |  | 634.8 | 0
| 450 45 Deg ribbed Bend | ea |  | 800.4 | 0
| 450 * 225 Ribbed Saddle | ea |  | 441.6 | 0
| 375mm X 45Deg Junction | ea |  | 579.6 | 0
| 375X300X45D PVC JUNCTION | ea |  | 776.0982 | 0
| 375X225X45D PVC JUNCTION | ea |  | 777.4782 | 0
| 375MM X 300MM Reducer | ea |  | 524.4 | 0
| 375MM X 225MM Reducer | ea |  | 496.8 | 0
| 375MM X 90Deg Bend | ea |  | 745.2 | 0
| 375MM X 45Deg Bend | ea |  | 621 | 0
| 300MM * 45D PVC JUNCTION | ea |  | 496.8 | 0
| 300X225X45D PVC JUNCTION | ea |  | 441.6 | 0
| 300MM X 225MM Reducer | ea |  | 262.2 | 0
| 300MM X 90Deg Bend | ea |  | 345 | 0
| 300MM X 45Deg Bend | ea |  | 262.2 | 0
| 300MM X 150 Junction | ea |  | 455.4 | 0
| 225MM * 45D PVC JUNCTION | ea |  | 117.645 | 0
| 225X150X45D PVC JUNCTION | ea | 1 | 289.8 | 289.8
| 225MM X 90Deg Bend | ea | 1 | 85.56 | 85.56
| 225MM X 45Deg Bend | ea |  | 84.18 | 0
| 225MM X 150MM Reducer | ea |  | 62.1 | 0
| 150 PVC DWV 45Deg Junct | ea | 1 | 24.84 | 24.84
| 150MM X 90Deg Bend | ea | 3 | 22.08 | 66.24
| 150MM X 45Deg Bend | ea | 5 | 16.56 | 82.8
| 150X100X45D PVC JUNCTION | ea | 5 | 22.08 | 110.4
| PVC PIPE REDUCER 150X 100 mm | ea |  | 22.08 | 0
| 100MM * 45D PVC JUNCTION | ea |  | 6.486 | 0
| 100X50 X45D PVC JUNCTION | ea |  | 22.08 | 0
| PVC PIPE REDUCER 100X 50 mm | ea |  | 22.08 | 0
| 100MM X 90Deg Bend | ea | 17 | 16.56 | 281.52
| 100MM X 45Deg Bend | ea | 6 | 16.56 | 99.36
| 50 PVC X 45D PVC JUNCTION | ea |  | 19.32 | 0
| 50MM X 90Deg PVC Bend | ea |  | 0.897 | 0
| 50MM X 45Deg PVC Bend | ea |  | 0.897 | 0
|  |  |  | 0 | 0
|  |  |  | 0 | 0
| 150mm PVC 10mm nut hanging clip | ea |  | 2.622 | 0
| 10mm Zinc Threaded Rod | m |  | 2.76 | 0
| Glue - Blue - 4Ltr | ea |  | 36.432 | 0
| Primer - Red - 4Ltr | ea |  | 31.74 | 0
|  |  |  | 0 | 0
| SW_RRJ (RIBBED) Fittings |  |  | 0 | 0
|  |  |  | 0 | 0
| 375MM X 45Deg Bend | ea |  | 362.1396 | 0
| DN 375 X DN150 45 DEG BLACKMAX REDUCING JUNCTION (PVC FAB) | ea |  | 828 | 0
| DN375 x dn225 BlackMax® Reducing Adaptor FF RRJ x DWV SWJ (PVC Fab) | ea |  | 552 | 0
|  |  |  | 0 | 0
| DN 300 X DN150 45 DEG BLACKMAX REDUCING JUNCTION (PVC FAB) | ea |  | 690 | 0
| DN300 BLACK MAX 45 DEG BEND | ea |  | 414 | 0
| DN300 x dn225 BlackMax® Reducing Adaptor FF RRJ x DWV SWJ (PVC Fab) | ea |  | 414 | 0
| DN300 BLACK MAX 45 DEG BEND | ea |  | 414 | 0
|  | ea |  | 0 | 0
| 150mm Cap | ea |  | 20.7 | 0
| 150mm expansion coupler | ea |  | 110.4 | 0
| 450X450 GRATED SW GULLY | ea |  | 180 | 0
| SWGP (1) 300 X300 x450 | ea | 3 | 128 | 384
| SWGP (3) 600mm x 600mm x 900mm (DEEP) allow for 1 riser | ea | 1 | 505 | 505
| flag up for RWHT 2 (RAIWNATER TANK ) ,tank in front page captured , so allow for 150 mm mosquito | ea | 2 | 250 | 500
| flag up : allow for first flush system to tanks inlet | ea | 2 | 600 | 1200
| flag up draiange providon for out planting area ,allow for cost | ea | 2 | 700 | 1400
| allow for drainage providison for shade green hosue planting area | ea | 1 | 500 | 500
| allwof for drainage provisionfor propagation area | ea | 1 | 600 | 600
| allow for drainage provision for green house and out door planting area | ea | 1 | 600 | 600
FITOFF
| Fit-Off Material; Ground & First Floor - | ea | 10 | 180 | 1800
| Fit-Off Material; Ground & First Floor - | ea |  | 0 | 0
SUB TOTALS
117076.1884
|  |  |  | Contingency | 1.18
|  |  |  | Deliveries | 3650
TOTALS
141799.9024
Excavation/Quarry/Misc/ Takeoff.
|  | Qty | Unit
| Avrg Trench = .900D*.450W | 323 | m
| L/M Of Asphalt Reinstate | 0 | m
| M2 Of Asphalt Reinstate | 0 | m2
| L/M Of CBR Reinstate | 0 | m
| L/M of Inground Pipe (Average Depth) | 323 | m
| L/M of Inground Pipe (Deeper Than Average Depth) |  | m
| Avergage of trtenches 'Shared'…. Shared trench Factor | 0.1 | m
| SEWER / SW / TW - InGrnd |  | m | 0%
| WAT / FIRE - InGrnd |  | m | 0%
| SPK - InGrnd |  | m | 0%
|  | D | W | L | Spoil/Compact Factor; | Shared Trench Factor | Total m3 - EXCAVATED | Total M3 - Bed, Pipe, Cover reduction | Total M3 - Backfill Req (Less Bed&Pipe) | Total M3 - Spoil - REMOVE | TCS Load - Haulage & dump rate only
| L/M of Inground Pipe (Average Depth) | 0.95 | 0.6 | 323 | 1.3 | 0.1 | 220.932
| L/M of Inground Pipe (Deeper Than Average Depth) | 1.1 | 0.5 | 0 | 1.3 | 0 | 0
| L/M of Bed, Pipe, Cover material reduction (Average Depth) | 0.35 | 0.6 | 323 | 0 | 0.1 |  | 61.047
| L/M of Bed, Pipe, Cover material reduction (Deeper Than Average Depth) | 0.2 | 0.5 | 0 | 0 | 0 |  | 0
| L/M of BACKFILL required (Average Depth) | 0.95 | 0.6 | 323 | 1.3 | 0.1 |  |  | 159.885
| L/M of BACKFILL required (Deeper Than Average Depth) | 1.1 | 0.5 | 0 | 1.3 | 0 |  |  | 0
[10 empty] | QTY | Rate | Total
[7 empty] | 220.932 | 61.047 | 159.885 | 61.047 | 15 | 915.705
| Thrust Block Concrete | m3/TB | Qty | Total m3 | Contingency | Total m3 | Total Cost
|  | 0.1 |  | 0 | 1.1 | 0 | 0
Quarry & Concrete Product
1.4
| Description | Unit/LM | Unit | Rate | Rate/LM |  |  | QTY | Shared Trench Factor | Total Req. | Total | Contingency | TOTAL | Drainage Use | Fire/WAT Use | SPK Use
| 5-7mm Stone | 0.203 | Ton | 62 | 12.586 |  |  | 65.569 | 0.1 | 59.0121 | 3658.7502 | 1463.5001 | 5122.2503 | 0
| 5-7mm Stone | 0.14 | m3 | 62 | 16.926
| 10-12mm Stone | 0.45 | Ton | 62 | 27.9 |  |  | 0 |  |  | 0 |  | 0
| 80-110mm Stone | 0 | Ton | 25 | 0 |  |  | 0 |  |  | 0 |  | 0
| Medium River / Bed Sand | 0.225 | Ton | 62 | 13.95 |  |  | 72.675 | 0.1 | 65.4075 | 4055.265 | 1622.106 | 5677.371 |  | 0 | 0
| Medium River / Bed Sand | 0.14 | m3 | 62 | 13.02
| CBR15 Road Base | 0.36 | Ton | 27 | 9.72 |  |  | 0 |  |  | 0 |  | 0
| CBR45 | 0.36 | Ton | 30 | 10.8 |  |  | 0 |  |  | 0 |  | 0
| LEANMIX | 0.3 | m3 | 0 | 0 |  |  | 0 |  |  | 0 |  | 0
|  |  |  | TCS | Q2
| Description |  | Unit | Rate | Rate
| 5-7mm Stone |  | T | 62 | 31
| 10-12mm Stone |  | T | 62 | 39
| 80-110mm Stone |  | T | 25 | 29
| Medium River / Bed Sand |  | T | 62 | 26
| CBR15 Road Base |  | T | 48 | 27
| CBR45 |  | T | 50 | 30
| LEANMIX_20mm-12:1 |  | M3 | 168 | 0
| Concrete_25/20/80 |  | M3 | 153 | 0

## LabourProject Rates_Master
Project:
Tricore -
Stage 1 Version 1
Item
BASED ON:
Work ROSTER Example #3 - 6-Day Week, 10Hr Days, Stay @ Rocky for W/E, Return Every 2nd W/E. (FLY)
| Working Days/Month | 21
| No-Work Days/Month | 7
| Avrg Hours / Month | 210
STAFF
|  | Unit | REQ | Cost ex GST | Total ex GST
| TRADESMAN_LEADING HAND | HR | 1 | 123.1143 | 123.1143
| ** for Roster Examples # 3 | DAY | 1 | 1231.1429 | 1231.1429
| TRADESMAN_LEADING HAND | WEEK | 1 | 6463.5 | 6463.5
|  | MONTH | 1 | 25854 | 25854
| QTY Staff in Crew | 1
| TRADESMAN_PLUMBER_OPERATOR | HR | 1 | 94.1165 | 94.1165
| ** for Roster Examples # 3 | DAY | 1 | 941.1647 | 941.1647
| TRADESMAN_PLUMBER_OPERATOR | WEEK | 1 | 4941.1148 | 4941.1148
|  | MONTH | 1 | 19764.4593 | 19764.4593
| QTY Staff in Crew | 1
| T/A & Apprentice | HR | 1 | 76.8065 | 76.8065
| ** for Roster Examples # 3 | DAY | 1 | 768.0651 | 768.0651
| T/A & Apprentice | WEEK | 1 | 4032.3417 | 4032.3417
|  | MONTH | 1 | 16129.3667 | 16129.3667
| QTY Staff in Crew | 1
| Crew #1 - InGround Drainage | HR | 1 | 265.0395 | 265.0395
| ** for Roster Examples # 3 | DAY | 1 | 2650.3945 | 2650.3945
| TRADESMAN_PLUMBER_OPERATOR | WEEK | 1 | 13914.5713 | 13914.5713
| TRADESMAN_PLUMBER_OPERATOR | MONTH | 1 | 55658.2853 | 55658.2853
T/A & Apprentice
| QTY Staff in Crew | 3
| Crew #2 - InGround Water/Fire | HR | 1 | 265.0395 | 265.0395
| ** for Roster Examples # 3 | DAY | 1 | 2650.3945 | 2650.3945
| TRADESMAN_PLUMBER_OPERATOR | WEEK | 1 | 13914.5713 | 13914.5713
| TRADESMAN_PLUMBER_OPERATOR | MONTH | 1 | 55658.2853 | 55658.2853
T/A & Apprentice
| QTY Staff in Crew | 3
| Crew #3 - Above Ground Drainage | HR | 1 | 265.0395 | 265.0395
| ** for Roster Examples # 3 | DAY | 1 | 2650.3945 | 2650.3945
| TRADESMAN_PLUMBER_OPERATOR | WEEK | 1 | 13914.5713 | 13914.5713
| TRADESMAN_PLUMBER_OPERATOR | MONTH | 1 | 55658.2853 | 55658.2853
T/A & Apprentice
| QTY Staff in Crew | 3
| Crew #4 - Above Ground WATER/FIRE | HR | 1 | 265.0395 | 265.0395
| ** for Roster Examples # 3 | DAY | 1 | 2650.3945 | 2650.3945
| TRADESMAN_PLUMBER_OPERATOR | WEEK | 1 | 13914.5713 | 13914.5713
| TRADESMAN_PLUMBER_OPERATOR | MONTH | 1 | 55658.2853 | 55658.2853
T/A & Apprentice
| QTY Staff in Crew | 3
| Crew #5 - Above Ground FitOff / Misc | HR | 1 | 265.0395 | 265.0395
| ** for Roster Examples # 3 | DAY | 1 | 2650.3945 | 2650.3945
| TRADESMAN_PLUMBER_OPERATOR | WEEK | 1 | 13914.5713 | 13914.5713
| TRADESMAN_PLUMBER_OPERATOR | MONTH | 1 | 55658.2853 | 55658.2853
T/A & Apprentice
| QTY Staff in Crew | 3
| Crew #6 - DEMO | HR | 1 | 170.923 | 170.923
| ** for Roster Examples # 3 | DAY | 1 | 1709.2298 | 1709.2298
| TRADESMAN_PLUMBER_OPERATOR | WEEK | 1 | 8973.4565 | 8973.4565
| T/A & Apprentice | MONTH | 1 | 35893.826 | 35893.826
| QTY Staff in Crew | 2
`
| FULL team, FULL Duration, as per Program | HR | 0 | 653.1932 | 0
| ** for Roster Examples # 3 | DAY | 0 | 6531.9319 | 0
| Crew #1 - InGround Drainage | WEEK | 0 | 34292.6426 | 0
| Crew #2 - InGround Water/Fire | MONTH | 4 | 137170.5705 | 548682.2821
TRADESMAN_LEADING HAND
| QTY Staff in Crew | 7
`
ACCOMODATION
|  | Unit | REQ | Cost | Total EX GST
| Full Apartment / TownHouse / Unit - VIA AGENT |  |  | *Changed to ex GST |  | 11
| ** for Roster Examples # 3 | NIGHT | 0 | 164.5022 | 0
|  | WEEK | 0 | 1151.5152 | 0
| TRADESMAN_PLUMBER_OPERATOR | MONTH | 0 | 4606.0606 | 0
TRADESMAN_PLUMBER_OPERATOR
T/A & Apprentice
| QTY Staff in Crew | 3
| Individual - PER PERSON |  |  | *Changed to ex GST |  | 11
| ** for Roster Examples # 3 | NIGHT | 0 | 103.2468 | 0
| TCS Cost Per Person - Private Unit - NO SHARE - Nightly Booking (average allowance) | WEEK | 0 | 722.7273 | 0
|  | MONTH | 0 | 2890.9091 | 0

## Material Rates_Master
FIRE SERVICES - IN GROUND
Description | Unit |  | Rate |  | Total |  |  | Qty
200 HDPE PN16 SDR11 - REDLINE | m |  | 33.9208 |  | 16282 | COMPLETED don’t edit |  | 480
180 HDPE PN16 SDR11 - REDLINE | m |  | 25.4667 |  | 128657.6 |  |  | 5052
125 HDPE PN16 SDR11 - REDLINE | m |  | 12.3142 |  | 13151.53 |  |  | 1068
32 HDPE PN16 SDR11 - BLUELINE | m |  | 1.2159 |  | 121.59 |  |  | 100
200 EF Coupler | ea |  | 44.06 |  | 1321.8 | COMPLETED don’t edit |  | 30
180 EF Coupler | ea |  | 25.72 |  | 5144 |  |  | 200
125 EF Coupler | ea |  | 14.11 |  | 1411 |  |  | 100
200 EF 45DFeg Bend | ea |  | 109.16 |  | 218.32 |  |  | 2
180 EF 45DFeg Bend | ea |  | 97.97 |  | 12736.1 |  |  | 130
125 EF 45DFeg Bend | ea |  | 44.69 |  | 1117.25 | COMPLETED don’t edit |  | 25
200 EF 90DFeg Bend | ea |  | 109.16 |  | 654.96 |  |  | 6
180 EF 90DFeg Bend | ea |  | 97.81 |  | 7824.8 |  |  | 80
125 EF 90DFeg Bend | ea |  | 44.65 |  | 3572 |  |  | 80
200 EF TEE | ea |  | 109.75 |  | 329.25 |  |  | 3
180 EF TEE | ea |  | 114.28 |  | 4571.2 | COMPLETED don’t edit |  | 40
125 EF TEE | ea |  | 49.25 |  | 49.25 |  |  | 1
200*180 EF TEE | ea |  | 209.47 |  | 418.94 |  |  | 2
200*125 EF TEE | ea |  | 218.42 |  | 436.84 |  |  | 2
180*125 EF TEE | ea |  | 122.13 |  | 4885.2 |  |  | 40
200*180 EF Reducer | ea |  | 125.62 |  | 502.48 | COMPLETED don’t edit |  | 4
180*125 EF Reducer | ea |  | 60.1 |  | 1202 |  |  | 20
200PE*8"(200m) - MaxiStub W/Backing Ring | ea |  | 342.35 |  | 3423.5 |  |  | 10
180PE*6"(150mm) - MaxiStub W/Backing Ring | ea |  | 129.77 |  | 7786.2 |  |  | 60
125PE*4" (100mm) - MaxiStub W/Backing Ring | ea |  | 92.67 |  | 1853.4 |  |  | 20
180mm PE x 150mm GALV ADAPTER - PLASSON Brand | ea |  | 313.19 |  | 3131.9 | COMPLETED don’t edit |  | 10
125mm PE x 100mm GALV ADAPTER - PLASSON Brand | ea |  | 204.11 |  | 10205.5 |  |  | 50
180mm PE x 150mm GALV ADAPTER | ea |  | 315.71 |  | 3157.1 |  |  | 10
125mm PE x 100mm GALV ADAPTER | ea |  | 201.43 |  | 10071.5 |  |  | 50
200 Long SPIG 45DFeg Bend | ea |  | 68.54 |  | 137.08 | COMPLETED don’t edit |  | 2
180 Long SPIG 45DFeg Bend | ea |  | 64.46 |  | 8379.8 |  |  | 130
125 Long SPIG 45DFeg Bend | ea |  | 38.76 |  | 969 |  |  | 25
200 Long SPIG 90DFeg Bend | ea |  | 86.17 |  | 517.02 |  |  | 6
180 Long SPIG 90DFeg Bend | ea |  | 68.11 |  | 5448.8 |  |  | 80
125 Long SPIG 90DFeg Bend | ea |  | 31.65 |  | 2532 | COMPLETED don’t edit |  | 80
200 Long SPIG TEE | ea |  | 127.64 |  | 382.92 |  |  | 3
180 Long SPIG TEE | ea |  | 114.22 |  | 4568.8 |  |  | 40
125 Long SPIG TEE | ea |  | 38.26 |  | 38.26 |  |  | 1
200*180 Long SPIG TEE | ea |  | 183.48 |  | 366.96 |  |  | 2
200*125 Long SPIG TEE | ea |  | 192.43 |  | 384.86 | COMPLETED don’t edit |  | 2
180*125 Long SPIG TEE | ea |  | 185.71 |  | 7428.4 |  |  | 40
200*180 Long SPIG Reducer | ea |  | 55.84 |  | 223.36 |  |  | 4
180*125 Long SPIG Reducer | ea |  | 39.83 |  | 796.6 |  |  | 20
0
200 FL DICL Sluice Valve | ea |  | 679.41 |  | 4076.46 | COMPLETED don’t edit |  | 6
150 FL DICL Sluice Valve | ea |  | 323.53 |  | 19411.8 |  |  | 60
100 FL DICL Sluice Valve | ea |  | 202.94 |  | 6088.2 |  |  | 30
Valve Spindle Riser - 600Long | ea |  | 136.94 |  | 13146.24 |  |  | 96
Valve Box - Cast Iron Trafficable - Rectangle Type "V" | ea |  | 123.53 |  | 8647.1 |  |  | 70
Valve Box - Non-Trafficable - Plastic Surround with CI Drop In "V" | ea |  | 98.82 |  | 2964.6 | COMPLETED don’t edit |  | 30
200*150mm DICL FL Reducer | ea |  | 291.18 |  | 582.36 |  |  | 2
200*100mm DICL FL Reducer | ea |  | 330 |  | 660 |  |  | 2
150*100mm DICL FL Reducer | ea |  | 156 |  | 936 |  |  | 6
150mm DICL FL * SP Adapter | ea |  | 106.24 |  | 1274.88 | COMPLETED don’t edit |  | 12
100mm DICL FL * SP Adapter | ea |  | 70.59 |  | 564.72 |  |  | 8
200mm DICL FL 90Deg Bend | ea |  | 516.35 |  | 1032.7 |  |  | 2
150mm DICL FL 90Deg Bend | ea |  | 198.88 |  | 1591.04 |  |  | 8
100mm DICL FL 90Deg Bend | ea |  | 108.71 |  | 434.84 |  |  | 4
200mm DICL FL TEE | ea |  | 672.65 |  | 1345.3 | COMPLETED don’t edit |  | 2
150mm DICL FL TEE | ea |  | 228.24 |  | 3423.6 |  |  | 15
100mm DICL FL TEE | ea |  | 128.24 |  | 256.48 |  |  | 2
200*150*200 DICL FL TEE | ea |  | 536.76 |  | 1073.52 |  |  | 2
200*100*200 DICL FL TEE | ea |  | 576.47 |  | 576.47 |  |  | 1
150-100-150 DICL FL TEE | ea |  | 198.82 |  | 1192.92 | COMPLETED don’t edit |  | 6
200mm DICL FL Pipe @ 1000 | ea |  | 898.82 |  | 898.82 |  |  | 1
200mm DICL FL Pipe @ 600 | ea |  | 640 |  | 640 |  |  | 1
200mm DICL FL Pipe @ 300 | ea |  | 355.29 |  | 355.29 |  |  | 1
150mm DICL FL Pipe @ 1000 | ea |  | 534.41 |  | 534.41 |  |  | 1
150mm DICL FL Pipe @ 600 | ea |  | 280 |  | 280 | COMPLETED don’t edit |  | 1
150mm DICL FL Pipe @ 450 | ea |  | 236.47 |  | 236.47 |  |  | 1
150mm DICL FL Pipe @ 300 | ea |  | 178.8 |  | 1430.4 |  |  | 8
100mm DICL FL Pipe @ 1000 | ea |  | 362.35 |  | 362.35 |  |  | 1
100mm DICL FL Pipe @ 600 | ea |  | 144.71 |  | 144.71 |  |  | 1
100mm DICL FL Pipe @ 450 | ea |  | 135.88 |  | 135.88 | COMPLETED don’t edit |  | 1
100mm DICL FL Pipe @ 300 | ea |  | 76.47 |  | 305.88 |  |  | 4
150mm DICL FL Deadplate | ea |  | 67.65 |  | 1691.25 |  |  | 25
100mm DICL FL Deadplate | ea |  | 43.53 |  | 1958.85 |  |  | 45
200mm PE*DI Gasket Kit Complete | ea |  | 67.06 |  | 804.72 | COMPLETED don’t edit |  | 12
200mm DI*DI Gasket Kit Complete | ea |  | 46.71 |  | 560.52 |  |  | 12
150mm PE*DI Gasket Kit Complete | ea |  | 60 |  | 3600 |  |  | 60
150mm DI*DI Gasket Kit Complete | ea |  | 42.35 |  | 2541 |  |  | 60
100mm PE*DI Gasket Kit Complete | ea |  | 24.71 |  | 741.3 |  |  | 30
100mm DI*DI Gasket Kit Complete | ea |  | 20 |  | 600 | COMPLETED don’t edit |  | 30
150mm SS Gibault Adapter Coupling | ea |  | 108.71 |  | 2174.2 |  |  | 20
100mm SS Gibault Adapter Coupling | ea |  | 87.06 |  | 1218.84 |  |  | 14
180mm PE GRIPPER Adapter Coupling | ea |  | 305.88 |  | 3670.56 |  |  | 12
125mm PE GRIPPER Adapter Coupling | ea |  | 182.35 |  | 1458.8 | COMPLETED don’t edit |  | 8
180mm PE GRIPPER * 150FL Adapter Coupling | ea |  | 229.41 |  | 917.64 |  |  | 4
125mm PE GRIPPER * 100FL Adapter Coupling | ea |  | 152.94 |  | 611.76 |  |  | 4
180mm PE GRIPPER Sluice Valve | ea |  | 690 |  | 13800 |  |  | 20
125mm PE GRIPPER Sluice Valve | ea |  | 408.47 |  | 8169.4 |  |  | 20
COMPLETED don’t edit
Detectable Tape - Fire x 250m | ea |  | 90 |  | 2520 |  |  | 28
Alcohol Weld Wipes | ea |  | 13.5 |  | 2025 |  |  | 150
Denzo Tape 100mm roll | ea |  | 27.14 |  | 4071 |  |  | 150
Black over-wrap tape - roll | ea |  | 27.14 |  | 4071 |  |  | 150
FIRE SERVICES - ABOVE GROUND
Description | Unit |  | Rate |  | Total | COMPLETED don’t edit |  | Qty
150mm MED DUTY Galv Pipe | m |  | 43.8462 |  | 3946.1538 |  |  | 90
100mm MED DUTY Galv Pipe w/RG Ends | m |  | 28.4615 |  | 341.5385 |  |  | 12
100mm Class B Copper Pipe | m |  | 106.2417 |  | 1274.9 |  |  | 12
25mm Class B Copper Pipe | m |  | 59.82 |  | 717.84 |  |  | 12
COMPLETED don’t edit
150mm Galv RG Coupling | ea |  | 12.83 |  | 384.9 |  |  | 30
100mm Galv RG Coupling | ea |  | 7.55 |  | 75.5 |  |  | 10
150mm Galv RG TEE | ea |  | 35.5 |  | 106.5 |  |  | 3
100mm Galv RG TEE | ea |  | 16.93 |  | 33.86 |  |  | 2
150mm Galv RG BEND 90Deg | ea |  | 22.85 |  | 457 | COMPLETED don’t edit |  | 20
100mm Galv RG BEND 90Deg | ea |  | 10.62 |  | 63.72 |  |  | 6
150mm Galv RG BEND 45Deg | ea |  | 23.5 |  | 188 |  |  | 8
100mm Galv RG BEND 45Deg | ea |  | 11.4 |  | 68.4 |  |  | 6
150mm Galv RG x 100mm FLANGE Adapt | ea |  | 30.75 |  | 307.5 |  |  | 10
100mm Galv RG x 100mm FLANGE Adapt | ea |  | 23.21 |  | 185.68 | COMPLETED don’t edit |  | 8
150mm RG Butterfly Valve Geared Wheel | ea |  | 217.8 |  | 1306.8 |  |  | 6
100mm RG Butterfly Valve Geared Wheel | ea |  | 169.4 |  | 1016.4 |  |  | 6
150mm H-Pattern Booster Assembly Complete | ea |  | 2350 |  | 2350 |  |  | 1
Booster Cabinet - Compl with doors and stickers | ea |  | 1155 |  | 1155 | COMPLETED don’t edit |  | 1
100mm Dual Pillar Hydrant Complete_ Flanged Base 1500 High w/landing Valves | ea |  | 365 |  | 19345 |  |  | 53
100mm Dual Pillar Hydrant Complete_ RG Base 1500 High w/landing Valves_OPTION | ea |  | 365 |  | 19345 |  |  | 53
65mm RG Landing Valve | ea |  | 90 |  | 540 |  |  | 6
Red caps and chain - suit 65mm QLD Landing valve | ea |  | 5 |  | 30 | COMPLETED don’t edit |  | 6
36m Fire Hose Reel w/25mm isolation valve | ea |  | 125 |  | 625 |  |  | 5
25mm Isolation Ball Valve (for fire hose reel) valve only, with hose nozzle latch | ea |  | 39 |  | 3315 |  |  | 85
150mm FL Testable Double Check Valve - Compl. w/Valves | ea |  | 3100.7 |  | 3100.7 |  |  | 1
150mm FL RPZD Valve - Compl. w/Valves | ea |  | 4237.09 |  | 8474.18 | COMPLETED don’t edit |  | 2
100mm FL Levered Butterfly Vlave | ea |  | 114.44 |  | 1144.4 |  |  | 10
100mm Copper Crimp - TEE | ea |  | 219.36 |  | 1535.52 |  |  | 7
100mm Copper Crimp - 90Deg Bend | ea |  | 135.09 |  | 1080.72 |  |  | 8
100mm Copper Crimp - 45Deg Bend | ea |  | 125.77 |  | 754.62 | COMPLETED don’t edit |  | 6
100mm Copper Crimp - Straight Socket | ea |  | 83.25 |  | 999 |  |  | 12
100mm Copper Crimp - 100mm FL Adapter | ea |  | 52.25 |  | 627 |  |  | 12
80mm Copper Crimp - TEE | ea |  | 175.66 |  | 702.64 |  |  | 4
100mm*80mm Copper Crimp - REDUCER | ea |  | 164.08 |  | 820.4 |  |  | 5
COMPLETED don’t edit
32mm Fi Lockable Ball Valve | ea |  | 77.95 |  | 311.8 |  |  | 4
32mm Cu Crimp * 32mi Adapt | ea |  | 17.16 |  | 137.28 |  |  | 8
32mm Cu Crimp Coupling Straight | ea |  | 7.23 |  | 86.76 |  |  | 12
32mm Cu Crimp 90Deg Bend | ea |  | 14.31 |  | 85.86 |  |  | 6
32mm Cu Crimp 45Deg Bend | ea |  | 16.24 |  | 64.96 | COMPLETED don’t edit |  | 4
32mm*25mm Cu Crimp Reducer | ea |  | 14.36 |  | 57.44 |  |  | 4
25mm Fi Lockable Ball Valve | ea |  | 46.94 |  | 3989.9 |  |  | 85
25mm Cu Crimp * 25mi Adapt | ea |  | 8.46 |  | 1438.2 |  |  | 170
25mm Cu Crimp Coupling Straight | ea |  | 5.74 |  | 975.8 |  |  | 170
25mm Cu Crimp 90Deg Bend | ea |  | 7.7 |  | 1309 | COMPLETED don’t edit |  | 170
25mm Cu Crimp 45Deg Bend | ea |  | 10.19 |  | 254.75 |  |  | 25
150mm Galv 2 Piece Weld-nut Bracket M12 | ea |  | 5.86 |  | 468.8 |  |  | 80
100mm Galv 2 Piece Weld-nut Bracket M12 | ea |  | 4.41 |  | 44.1 |  |  | 10
150 Galv 2 Piece Channel Clip | ea |  | 5.36 |  | 53.6 | COMPLETED don’t edit |  | 10
100 Galv 2 Piece Channel Clip | ea |  | 4.4 |  | 44 |  |  | 10
12mm Galv Threaded Rod | ea |  | 10.64 |  | 127.68 |  |  | 12
Galv Braced Counter Lever Bracket - 450Long | ea |  | 20 |  | 120 |  |  | 6
003 Padlock | ea |  | 19.5 |  | 390 |  |  | 20
100mm DI*DI Gasket Kit Complete | ea |  | 20 |  | 480 |  |  | 24
FIRE SERVICES - Misc.
Description | Unit |  | Rate |  | Total |  |  | Qty
PE Pipe Scraper/Peeler - 125-250mmPE.Please detail Spec | ea |  | 0 |  | 0 |  |  | 1
Electrofusion PE Welder 25-250mmPE. Please detail Spec | ea |  | 0 |  | 0 |  |  | 1
PE Butt Welder. Automatic. 125-250mmPE. Please detail Spec | ea |  | 0 |  | 0 |  |  | 1
Hand Roll Groover. 65-150mm. | ea |  | 0 |  | 0 |  |  | 1
Delivery - To Rockhampton PIPE LENGTHS as quoted | ea |  | 2178.48 |  | 2178.48 |  |  | 1
Delivery - To Rockhampton Standard/Palletised items | ea |  | 2178.48 |  | 2178.48 |  |  | 1
Quarry / Gravels / Landscape
Description | Unit |  | Rate |  | Total | COMPLETED don’t edit |  | Qty
Bedding / Fill Sand | m3 |  | 39.75 |  | 32697.5383 |  |  | 822.5796
CBR 45/2.5 Roadbase | m3 |  | 41.9 |  | 419 |  |  | 10
Turf Underlay/Topsoil | m3 |  | 45.25 |  | 6912.0506 |  |  | 152.7525
Standard Garden Woodchip | m3 |  | 87 |  | 353.046 |  |  | 4.058
Turf - Standard Couch or Similar | Slab (.5m2) |  | 6.48 |  | 22436.2872 |  |  | 3462.39
Concrete Product
Description | Unit |  | Rate |  | Total | COMPLETED don’t edit |  | Qty
Cement Stabalized Sand (3-5%) | m3 |  | 169 |  | 87150.5368 |  |  | 515.6836
Exposed Agg Concrete - Standard/Cheapest Exposed Agg Stone | m3 |  | 252 |  | 23250.528 |  |  | 92.264
N25 20mm 80 Slump Concrete | m3 |  | 263 |  | 3971.5104 |  |  | 15.1008
Asphalt
Description | Unit |  | Rate |  | Total |  |  | Qty
50mm Thick Roadway | m2 |  | 0 |  | 0 |  |  | 1516.88
Excavation/Quarry/Misc/ Takeoff.
| Unit | Rate |  | Rate |  |  |  | Qty
Avrg Trench = .900D*.500W | m | [6 empty] | 1250
L/M Of Asphalt Reinstate | m | [6 empty] | 120
M2 Of Asphalt Reinstate | m2 | [6 empty] | 96
L/M Of CBR Reinstate | m | [6 empty] | 968
L/M of Inground Pipe | m | [6 empty] | 1250
L/M of Tunnel Bore | m | [6 empty] | 75
Spoil Removal | W | L | Spoil Factor; | L | Total m3 |  |  | D
Average Trench Dimensions | 0.5 | 1250 | 1.3 | 1250 | 731.25 |  |  | 0.9
Thrust Block Concrete | Qty | Total m3 | Contingency | Total m3 | Total m3 | Total Cost |  | m3/TB
| 12 | 0.42 | 1.02 | 0 | 0.17993 | 47.3211 |  | 0.035
Bollard Concrete | Qty | Total m3 | Contingency | Total m3 | Total m3 | Total Cost |  | m3/B
Set | 40 | 3.2 | 1.02 | 0 | 10.4448 | 2746.9824 |  | 0.08
Fill | 40 | 3.6 | 1.02 | 0 | 13.2192 | 263 |  | 0.09
Base Slab Concrete | Qty | Total m3 | Contingency | Total m3 | Total m3 | Total Cost |  | m3/Base
| 10 | 7.5 | 1.025 | 0 | 57.6562 | 263 |  | 0.75
Above Grnd Pole-Bracket Concrete | Qty | Total m3 | Contingency | Total m3 | Total m3 | Total Cost |  | m3/B
| 80 | 5.2 | 1.015 | 0 | 27.4456 | 263 |  | 0.065
Quarry & Concrete Product
Description | Unit | Rate | Rate/LM | Rate |  |  | QTY | Unit/LM | Total | Contingency | 1.05
5-7mm Stone | Ton | 1 | 0.203 | 1 |  |  | 253.75 | 0.203 | 253.75 | 266.4375
5-7mm Stone | m3 | 1 | 0.14 | 1 |  |  |  | 0.14
10-12mm Stone | Ton | 1 | 0.45 | 1 |  |  | 40 | 0.45 | 40 | 42
Medium River / Bed Sand | Ton | 1 | 0.225 | 1 |  |  | 281.25 | 0.225 | 281.25 | 295.3125
Medium River / Bed Sand | m3 | 1 | 0.14 | 1 |  |  |  | 0.14
CBR15 Road Base | Ton | 1 | 0.36 | 1 |  |  | 348.48 | 0.36 | 348.48 | 365.904
CBR45 | Ton | 1 | 0.36 | 1 |  |  | 348.48 | 0.36 | 348.48 | 365.904
LEANMIX | m3 | 1 | 0.3 | 1 |  |  | 36 | 0.3 | 36 | 37.8

## Equip&HIRE_Master
| TCS PROJECT USE |  |  | COMPLETED don’t edit
DESCRIPTION | Unit | Qty | WEEKLY (5 day)
Skid Steer Loader_Tracked (CAT249+) | Day |  | 225.4333
Skid Steer Loader_Wheeled (CAT226+) | Day |  | 163.9667
Mini Loader, Stand-on Type | Day |  | 180
COMPLETED don’t edit
1.5-1.8 Ton_Excavator | Day |  | 137.1429
1.7-2Ton_Excavator | Day
3-5Ton_Excavator | Day |  | 238.6667
8Ton_Excavator | Day |  | 261.1667
10-12Ton_Excavator | Day |  |  | COMPLETED don’t edit
13-16Ton_Excavator | Day |  | 317.2
20-24Ton_Excavator | Day |  | 314.2857
Ripper_1.7-2T | Day
Ripper_1.5-4T | Day |  | 32.74 | COMPLETED don’t edit
Ripper_3-5T | Day
Ripper_8T | Day |  | 40.38
Breaker_1.7-2T | Day |  | 123.33
Breaker_3-5T | Day |  | 165.89
Breaker_8T | Day |  | 165.89 | COMPLETED don’t edit
Breaker_10-12T | Day
Breaker_13-15T | Day |  | 203
Auger Drive_10-12T
300Dia Auger Drill
COMPLETED don’t edit
1.25T_Tipper Truck | Day |  | 205
2-4T_Tipper Truck | Day |  | 166.98
<6T_Tipper Truck | Day |  | 171.4286
<10T_Articulated Site Tipper | Day |  |  | COMPLETED don’t edit
Upright Rammer_Wacker | Day |  | 34.2857
Trench Roller_Dbl Drum_Remote | Day |  | 165
<26Ft_Scissor Lift - Diesel | Day
<26Ft_Scissor Lift - Elec | Day
<34Ft_Boom Lift - Diesel | Day |  |  | COMPLETED don’t edit
<34Ft_Boom Lift - Elec | Day
Porta Loo_No Tank | Day |  | 5.46
6*3m Demantable Lunchroom - COMPLETE | Day |  | 23
6*3m Demantable Office - COMPLETE | Day |  | 23 | COMPLETED don’t edit
20Ft Shipping Container | Day
Quick Cut Demo Saw | Day
Sngl Ph_6KVA Genset | Day
Diesel Air Compressor_Trailer | Day
Air Breaker - Heavy | Day |  |  | COMPLETED don’t edit
Air Hose <10m | Day
Elec Breaker/Jachammer | Day
Flexdrive Motor Unit | Day
Flexdrive_Pump Shaft | Day
Temporary Power Board | Day |  |  | COMPLETED don’t edit
Dual CabUte | Day
3m3 Skip Bbin | per serive |  | 230
plus disposal | Tonne |  | 309
site fee | Week |  | 35 | COMPLETED don’t edit
~4m3_Skip Bin | per change over |  | 229.9
~6m3_Skip Bin | per change over |  | 239.8
Plus disposal | Tonne |  | 309
Site fee | Week |  | 35
Vacuum Excavator - Vermeer VT250D | Day |  | 295.77 | COMPLETED don’t edit
Vac Trailer – Dry Hire | Day |  | 355
TRANSPORT_Ex BRIS - Return | Day
TRANSPORT_Ex ROK - Return | Hour |  | 180
0-4T Per Hour Delivery Rate | Hour |  | 125 | COMPLETED don’t edit
5 - 9t Transport Hourly Rate | Hour |  | 160
10 - 19t Low Loader Hourly rate - Minimum 2 Hour Charge | Hour |  | 200

## Misc Subbie Rates_Master
DENIS - Cells highlighted GREEN are complete (By Me).
PLANT HIRE - WET |  |  | TCS PROJECT USE |  |  | COMPLETED don’t edit
DESCRIPTION | Unit |  | Hr Rate | Total
1.8T Excavator | Hr |  | 100
3-5 ton Excavator | Hr |  | 115
3-5T Combo | Hr |  | 154
Hammer attachment 3.5-4T | Hr |  | 21 |  |  | COMPLETED don’t edit
Ripper 3.5-4T | Hr |  | 10
5t Excavator | Hr |  | 150
Hammer attachment 5T | Hr |  | 50
Skid steer | Hr |  | 140
8T Excavator | Hr |  | 128 |  |  | COMPLETED don’t edit
Hammer attachment 8T | Hr |  | 26
Ripper 8T | Hr |  | 10
13-15T Excavator | Hr |  | 153
Hammer attachment 14T | Hr |  | 36
Ripper 14T | Hr |  | 10 |  |  | COMPLETED don’t edit
3000L Hydro Excavation Truck | Hr |  | 190
4500L Hydro Excavation Truck | Hr |  | 220
6300L Hydro Excavation Truck | Hr |  | 250
Water Truck allow for water at cost | Hr |  | 110
12t Body Truck Tipper | Hr |  | 110 |  |  | COMPLETED don’t edit
SURVEYOR |  |  | TCS PROJECT USE |  |  | COMPLETED don’t edit
DESCRIPTION | QTY |  | Hr Rate? | Total
Site Field Surveyor for all works preformed | 0 |  | 180 | 0
| 0 |  | 0 | 0
| 0 |  | 0 | 0
SERVICES LOCATOR |  |  | TCS PROJECT USE |  |  | COMPLETED don’t edit
DESCRIPTION | QTY |  | Hr Rate? | Total
Standard Rate (includes wand, GPR) | 0 |  | 130 | 0
| 0 |  | 0 | 0
| 0 |  | 0 | 0
CONCRETE CUTTER |  |  | TCS PROJECT USE |  |  | COMPLETED don’t edit
DESCRIPTION | QTY |  | Lm Rate | Total
Asphalt Cutting | 0 |  | 13.5 | 0
Concrete Cutting | 0 |  | 16 | 0
Site Establishment Fee (2 per stage) | 0 |  | 80 | 0
CONCRETING SERVICES |  |  | TCS PROJECT USE |  |  | COMPLETED don’t edit
DESCRIPTION | QTY |  | Rate | Total
Road/Drveway Reinstate; 1mW x 150 Thck, N25/20/80, Incl Reinforcement | 0 |  | 145 | 0
Kerb & Channel - 1m Wide | 0 |  | 155 | 0
Footpath - 1.5mW, N25/20/80, Incl Reinforcement | 0 |  | 180 | 0
Footpath - 1.5mW, EXPOSED AGG, N25/20/80, Incl Reinforcement | 0 |  | 185 | 0
ASPHALT SERVICES |  |  | TCS PROJECT USE |  |  | COMPLETED don’t edit
DESCRIPTION | QTY |  | m2 | Total
50mm Thck - Trench Reinstatement Through Road/Driveway | 0 |  | 97 | 0
50mm Thck - 1.5-2m Wide Footpath reinstatements | 0 |  | 97 | 0
Establishment Fee (1 per stage) | 0 |  | 5500 | 0
SOIL TESTING & GEO |  |  | TCS PROJECT USE |  |  | COMPLETED don’t edit
DESCRIPTION | QTY |  | Rate | Total
Compaction Testing | 0 |  | 115 | 0
Site Establishment (3 per stage) | 0 |  | 90 | 0
| 0 |  | 0 | 0
FIRE TESTING / CERTIFICATION |  |  | TCS PROJECT USE |  |  | COMPLETED don’t edit
DESCRIPTION | QTY |  | Rate | Total
Sprinkler Fitter | 0 |  | 130 | 0
Sprinkler Apprentice | 0 |  | 100 | 0
Hydrostatic Test Equip | 0 |  | 450 | 0
Booster Pump Appliance | 0 |  | 800 | 0 |  | COMPLETED don’t edit
FULL Hydro Test - Per Test (6.5Hr 1 x fitter, 1 x apprentice, 1 day Test gear) | 0 |  | 1945 | 0
FULL Boost Test - Per Test (8.5Hr - 2 x fitter, 1 x apprentice, 1 day Pump) | 0 |  | 3560 | 0
Provision of Form 72 | 0 |  | 350 | 0
Misc. Project Rates (ROCHAMPTON) - Master
| Unit | REQ | All EX GST | Total EX GST
Flight Costs; Qantas, 1-Way, No Check in Luggage | Ea. | 1 | 220 | 220 | Average $220 Incl GST per flight
Hire Car; Budget, Airport Pick/Drop, NOT UTE, No Fuel | Day | 1 | 190 | 190
Transport (TCS Cost); Airport-Site/Accom, Cab/Staff Pickup | Ea. | 1 | 65 | 65 | Avg | HD
TCS Fuel; $/Km | Km | 1 | 0.2 | 0.2 |  | 0.16
TCS Vehicle Running Costs; $/Km ($3,800/Yr, 35,000Kms/Yr) | Km | 1 | 0.18 | 0.18 |  | 0.11
| Ea. | 1 | 0 | 0
Bris -> Rok - Courier - UTE | Ea. | 1 | 0 | 0
Bris -> Rok - Courier - Std Truck | Ea. | 1 | 0 | 0
Bris -> Rok - Courier - Flat Bed (Container/Machine) | Ea. | 1 | 2500 | 2500

## Accomodation_Master
INCLUDING GST (UNLESS NOTED OTHERWISE)
TCS Accomodation Rates & Costs
| Hotel / Motel | Sngl Night | Week | Month | Qtr
| 1 x Unit, 1 x Room | Motel Unit | Private Unit
Hidden | No. of persons stayng; | 1
| Furnished | YES
| *Serviced | YES
| Individual/Private BATHROOM | YES
| Individual/Private KITCHEN (Cooking) Faciliities Available - Microwave min. | YES
| Individual/Private LAUNDRY Facilities Available | YES
| Individual/Private LOUNGE ROOM Facilities Available | YES
|  | Sngl Night | Week | Month | Qtr
| Total Booking Cost | 112.8571 | 790 | 3160 | 9480
| TCS Housing Consumables; ….. | 0 | 0 | 0 | 0
| TCS Laundry Allowance..? | 0 | 0 | 0 | 0
| TCS Additional Meals Allowance (If no cooking Facilities?) | 0 | 0 | 0 | 0
| TCS Furnishings? | 0 | 0 | 0 | 0
| TCS Cleaning/Servincing Allowance? | 0 | 0 | 0 | 0
| Total TCS Cost | 112.8571 | 790 | 3160 | 9480
| Total Cost Per Person | 112.8571 | 790 | 3160 | 9480
| 1 x Unit, 1 x Room | Motel Unit | Share Rooms
Hidden | No. of persons stayng; | 2
| Furnished | YES
| *Serviced | YES
| Individual/Private BATHROOM | NO | Share with Unit
| Individual/Private KITCHEN (Cooking) Faciliities Available - Microwave min. | NO | Share with Unit
| Individual/Private LAUNDRY Facilities Available | YES
| Individual/Private LOUNGE ROOM Facilities Available | YES
|  | Sngl Night | Week | Month | Qtr
| Total Booking Cost | 101.4286 | 710 | 2840 | 8520
| TCS Housing Consumables; ….. | 0 | 0 | 0 | 0
| TCS Laundry Allowance..? | 0 | 0 | 0 | 0
| TCS Additional Meals Allowance (If no cooking Facilities?) | 0 | 0 | 0 | 0
| TCS Furnishings? | 0 | 0 | 0 | 0
| TCS Cleaning/Servincing Allowance? | 0 | 0 | 0 | 0
| Total TCS Cost | 101.4286 | 710 | 2840 | 8520
| Total Cost Per Person | 50.7143 | 355 | 1420 | 4260
| 1 x Unit, 1 x Room | Motel Unit | Share Rooms
Hidden | No. of persons stayng; | 3
| Furnished | YES
| *Serviced | YES
| Individual/Private BATHROOM | NO | Share with Unit
| Individual/Private KITCHEN (Cooking) Faciliities Available - Microwave min. | NO | Share with Unit
| Individual/Private LAUNDRY Facilities Available | YES
| Individual/Private LOUNGE ROOM Facilities Available | YES
|  | Sngl Night | Week | Month | Qtr
| Total Booking Cost | 130.7143 | 915 | 3660 | 10980
| TCS Housing Consumables; ….. | 0 | 0 | 0 | 0
| TCS Laundry Allowance..? | 0 | 0 | 0 | 0
| TCS Additional Meals Allowance (If no cooking Facilities?) | 0 | 0 | 0 | 0
| TCS Furnishings? | 0 | 0 | 0 | 0
| TCS Cleaning/Servincing Allowance? | 0 | 0 | 0 | 0
| Total TCS Cost | 130.7143 | 915 | 3660 | 10980
| Total Cost Per Person | 43.5714 | 305 | 1220 | 3660
| 1 x Unit, 2 x Room | Motel Unit | Share House'
Hidden | No. of persons stayng; | 2
| Furnished | YES
| *Serviced | YES
| Individual/Private BATHROOM | NO | Share with Unit
| Individual/Private KITCHEN (Cooking) Faciliities Available - Microwave min. | NO | Share with Unit
| Individual/Private LAUNDRY Facilities Available | YES
| Individual/Private LOUNGE ROOM Facilities Available | YES
|  | Sngl Night | Week | Month | Qtr
| Total Booking Cost | 254.2857 | 1780 | 7120 | 21360
| TCS Housing Consumables; ….. | 0 | 0 | 0 | 0
| TCS Laundry Allowance..? | 0 | 0 | 0 | 0
| TCS Additional Meals Allowance (If no cooking Facilities?) | 0 | 0 | 0 | 0
| TCS Furnishings? | 0 | 0 | 0 | 0
| TCS Cleaning/Servincing Allowance? | 0 | 0 | 0 | 0
| Total TCS Cost | 254.2857 | 1780 | 7120 | 21360
| Total Cost Per Person | 127.1429 | 890 | 3560 | 10680
| Full Apartment / Cabin / Villa (Tourist/Caravan Park) | Sngl Night | Week | Month | Qtr
| 1 x Unit, 1 x Room | *CABIN | Private Unit
Hidden | No. of persons stayng; | 1
| Furnished | YES
| *Serviced | YES
| Individual/Private BATHROOM | YES
| Individual/Private KITCHEN (Cooking) Faciliities Available - Microwave min. | YES
| Individual/Private LAUNDRY Facilities Available | YES
| Individual/Private LOUNGE ROOM Facilities Available | YES
** Pool, BBQ, Games etc etc?
|  | Sngl Night | Week | Month | Qtr
| Total Booking Cost | 114.2857 | 800 | 3200 | 9600
| TCS Housing Consumables; ….. | 0 | 0 | 0 | 0
| TCS Laundry Allowance..? | 0 | 0 | 0 | 0
| TCS Additional Meals Allowance (If no cooking Facilities?) | 0 | 0 | 0 | 0
| TCS Furnishings? | 0 | 0 | 0 | 0
| TCS Cleaning/Servincing Allowance? | 0 | 0 | 0 | 0
| Total TCS Cost | 114.2857 | 800 | 3200 | 9600
| Total Cost Per Person | 114.2857 | 800 | 3200 | 9600
Hidden | 1 x Unit, 1 x Room | *UNIT/VILLA | Share Rooms
| No. of persons stayng; | 2
| Furnished | YES
| *Serviced | YES
| Individual/Private BATHROOM | NO | Share with Unit
| Individual/Private KITCHEN (Cooking) Faciliities Available - Microwave min. | NO | Share with Unit
| Individual/Private LAUNDRY Facilities Available | YES
| Individual/Private LOUNGE ROOM Facilities Available | YES
** Pool, BBQ, Games etc etc?
|  | Sngl Night | Week | Month | Qtr
| Total Booking Cost | 142.8571 | 1000 | 4000 | 12000
| TCS Housing Consumables; ….. | 0 | 0 | 0 | 0
| TCS Laundry Allowance..? | 0 | 0 | 0 | 0
| TCS Additional Meals Allowance (If no cooking Facilities?) | 0 | 0 | 0 | 0
| TCS Furnishings? | 0 | 0 | 0 | 0
| TCS Cleaning/Servincing Allowance? | 0 | 0 | 0 | 0
| Total TCS Cost | 142.8571 | 1000 | 4000 | 12000
| Total Cost Per Person | 71.4286 | 500 | 2000 | 6000
Hidden | 1 x Unit, 1 x Room | *UNIT/VILLA | Share Rooms
| No. of persons stayng; | 3
| Furnished | YES
| *Serviced | YES
| Individual/Private BATHROOM | YES
| Individual/Private KITCHEN (Cooking) Faciliities Available - Microwave min. | YES
| Individual/Private LAUNDRY Facilities Available | YES
| Individual/Private LOUNGE ROOM Facilities Available | YES
** Pool, BBQ, Games etc etc?
|  | Sngl Night | Week | Month | Qtr
| Total Booking Cost | 178.5714 | 1250 | 5000 | 15000
| TCS Housing Consumables; ….. | 0 | 0 | 0 | 0
| TCS Laundry Allowance..? | 0 | 0 | 0 | 0
| TCS Additional Meals Allowance (If no cooking Facilities?) | 0 | 0 | 0 | 0
| TCS Furnishings? | 0 | 0 | 0 | 0
| TCS Cleaning/Servincing Allowance? | 0 | 0 | 0 | 0
| Total TCS Cost | 178.5714 | 1250 | 5000 | 15000
| Total Cost Per Person | 59.5238 | 416.6667 | 1666.6667 | 5000
| 1 x Unit, 2 x Room | *UNIT/VILLA | Share House'
Hidden | No. of persons stayng; | 2
| Furnished | YES
| *Serviced | YES
| Individual/Private BATHROOM | YES
| Individual/Private KITCHEN (Cooking) Faciliities Available - Microwave min. | YES
| Individual/Private LAUNDRY Facilities Available | YES
| Individual/Private LOUNGE ROOM Facilities Available | YES
** Pool, BBQ, Games etc etc?
|  | Sngl Night | Week | Month | Qtr
| Total Booking Cost | 185.7143 | 1300 | 5200 | 15600
| TCS Housing Consumables; ….. | 0 | 0 | 0 | 0
| TCS Laundry Allowance..? | 0 | 0 | 0 | 0
| TCS Additional Meals Allowance (If no cooking Facilities?) | 0 | 0 | 0 | 0
| TCS Furnishings? | 0 | 0 | 0 | 0
| TCS Cleaning/Servincing Allowance? | 0 | 0 | 0 | 0
| Total TCS Cost | 185.7143 | 1300 | 5200 | 15600
| Total Cost Per Person | 92.8571 | 650 | 2600 | 7800
Hidden | 1 x Unit, 2 x Room | *UNIT/VILLA | Share Rooms
| No. of persons stayng; | 4
| Furnished | YES
| *Serviced | YES
| Individual/Private BATHROOM | YES
| Individual/Private KITCHEN (Cooking) Faciliities Available - Microwave min. | YES
| Individual/Private LAUNDRY Facilities Available | YES
| Individual/Private LOUNGE ROOM Facilities Available | YES
** Pool, BBQ, Games etc etc?
|  | Sngl Night | Week | Month | Qtr
| Total Booking Cost | 240 | 1680 | 6720 | 20160
| TCS Housing Consumables; ….. | 0 | 0 | 0 | 0
| TCS Laundry Allowance..? | 0 | 0 | 0 | 0
| TCS Additional Meals Allowance (If no cooking Facilities?) | 0 | 0 | 0 | 0
| TCS Furnishings? | 0 | 0 | 0 | 0
| TCS Cleaning/Servincing Allowance? | 0 | 0 | 0 | 0
| Total TCS Cost | 240 | 1680 | 6720 | 20160
| Total Cost Per Person | 60 | 420 | 1680 | 5040
| 1 x Unit, 3 x Room | *UNIT/VILLA | Share House'
Hidden | No. of persons stayng; | 3
| Furnished | YES
| *Serviced | YES
| Individual/Private BATHROOM | YES
| Individual/Private KITCHEN (Cooking) Faciliities Available - Microwave min. | YES
| Individual/Private LAUNDRY Facilities Available | YES
| Individual/Private LOUNGE ROOM Facilities Available | YES
** Pool, BBQ, Games etc etc?
|  | Sngl Night | Week | Month | Qtr
| Total Booking Cost | 328.5714 | 2300 | 9200 | 27600
| TCS Housing Consumables; ….. | 0 | 0 | 0 | 0
| TCS Laundry Allowance..? | 0 | 0 | 0 | 0
| TCS Additional Meals Allowance (If no cooking Facilities?) | 0 | 0 | 0 | 0
| TCS Furnishings? | 0 | 0 | 0 | 0
| TCS Cleaning/Servincing Allowance? | 0 | 0 | 0 | 0
| Total TCS Cost | 328.5714 | 2300 | 9200 | 27600
| Total Cost Per Person | 109.5238 | 766.6667 | 3066.6667 | 9200
Hidden | 1 x Unit, 3 x Room | *UNIT/VILLA | Share Rooms
| No. of persons stayng; | 6
| Furnished | YES
| *Serviced | YES
| Individual/Private BATHROOM | YES
| Individual/Private KITCHEN (Cooking) Faciliities Available - Microwave min. | YES
| Individual/Private LAUNDRY Facilities Available | YES
| Individual/Private LOUNGE ROOM Facilities Available | YES
** Pool, BBQ, Games etc etc?
|  | Sngl Night | Week | Month | Qtr
| Total Booking Cost | 378.5714 | 2650 | 10600 | 31800
| TCS Housing Consumables; ….. | 0 | 0 | 0 | 0
| TCS Laundry Allowance..? | 0 | 0 | 0 | 0
| TCS Additional Meals Allowance (If no cooking Facilities?) | 0 | 0 | 0 | 0
| TCS Furnishings? | 0 | 0 | 0 | 0
| TCS Cleaning/Servincing Allowance? | 0 | 0 | 0 | 0
| Total TCS Cost | 378.5714 | 2650 | 10600 | 31800
| Total Cost Per Person | 63.0952 | 441.6667 | 1766.6667 | 5300
Full Apartment / TownHouse (Private/AirBnB)
| 1 x Unit, 3 x Room | T'House | Share House'
| No. of persons stayng; | 3
| Furnished | YES
| *Serviced | YES | Fortnightly
| Individual/Private BATHROOM | YES | 2 of
| Individual/Private KITCHEN (Cooking) Faciliities Available - Microwave min. | YES
| Individual/Private LAUNDRY Facilities Available | YES
| Individual/Private LOUNGE ROOM Facilities Available | YES
|  | Sngl Night | Week | Month | Qtr
| Total Booking Cost | 144.4444 | 1083.3333 | 4333.3333 | 13000
| TCS Housing Consumables; ….. | 4.4444 | 33.3333 | 133.3333 | 400
| TCS Laundry Allowance..? | 0 | 0 | 0 | 0
| TCS Additional Meals Allowance (If no cooking Facilities?) | 0 | 0 | 0 | 0
| TCS Furnishings? | 0 | 0 | 0 | 0
| TCS Cleaning/Servincing Allowance? | 3.3333 | 25 | 100 | 300
| Total TCS Cost | 152.2222 | 1141.6667 | 4566.6667 | 13700
| Total Cost Per Person | 54.3651 | 380.5556 | 1522.2222 | 4566.6667
Full Apartment / TownHouse / Unit - VIA AGENT
| 1 x Unit, 3 x Room | House | Share House'
| No. of persons stayng; | 3
| Furnished | NO
| *Serviced | NO
| Individual/Private BATHROOM | YES
| Individual/Private KITCHEN (Cooking) Faciliities Available - Microwave min. | YES
| Individual/Private LAUNDRY Facilities Available | YES
| Individual/Private LOUNGE ROOM Facilities Available | YES
|  | Sngl Night | Week | Month | Qtr
| Total Booking Cost | 77.7778 | 583.3333 | 2333.3333 | 7000
| TCS Housing Consumables; ….. | 4.4444 | 33.3333 | 133.3333 | 400
| TCS Laundry Allowance..? | 0 | 0 | 0 | 0
| TCS Additional Meals Allowance (If no cooking Facilities?) | 0 | 0 | 0 | 0
| TCS Furnishings? | 31.1111 | 233.3333 | 933.3333 | 2800
| TCS Cleaning/Servincing Allowance? | 16.6667 | 125 | 500 | 1500
| TCS Cost - Labour to set up, Fitout etc? | 11.1111 | 83.3333 | 333.3333 | 1000
| Total TCS Cost | 141.1111 | 1058.3333 | 4233.3333 | 12700
| Total Cost Per Person | 50.3968 | 352.7778 | 1411.1111 | 4233.3333
| 1 x Unit, 4 x Room | House
HIDDEN | No. of persons stayng; | 4
| Furnished | NO
| *Serviced | NO
| Individual/Private BATHROOM | YES
| Individual/Private KITCHEN (Cooking) Faciliities Available - Microwave min. | YES
| Individual/Private LAUNDRY Facilities Available | YES
| Individual/Private LOUNGE ROOM Facilities Available | YES
|  | Sngl Night | Week | Month | Qtr
| Total Booking Cost | 87.2222 | 654.1667 | 2616.6667 | 7850
| TCS Housing Consumables; ….. | 4.4444 | 33.3333 | 133.3333 | 400
| TCS Laundry Allowance..? | 0 | 0 | 0 | 0
| TCS Additional Meals Allowance (If no cooking Facilities?) | 0 | 0 | 0 | 0
| TCS Furnishings? | 38.8889 | 291.6667 | 1166.6667 | 3500
| TCS Cleaning/Servincing Allowance? | 20.5556 | 154.1667 | 616.6667 | 1850
| TCS Cost - Labour to set up, Fitout etc? | 17.7778 | 133.3333 | 533.3333 | 1600
| Total TCS Cost | 168.8889 | 1266.6667 | 5066.6667 | 15200
| Total Cost Per Person | 45.2381 | 316.6667 | 1266.6667 | 3800
OPTION AVERAGES - Per Person, Per MONTH (No Project Roster Imapct)
| Single Hotel/Motel, Single Room - NO SHARE |  |  |  | 3160
| Single Hotel/Motel, Individual Rooms - SHARE HOUSE |  |  |  | 3560
| Single Hotel/Motel, ANY ROOM - SHARE ROOM |  |  |  | 1320
| Cabin/Flat/Unit_Tourist Park Type, Single Room - NO SHARE |  |  |  | 3200
| Cabin/Flat/Unit_Tourist Park Type, Individual Rooms - SHARE HOUSE |  |  |  | 2833.3333
| Cabin/Flat/Unit_Tourist Park Type, ANY ROOM - SHARE ROOM |  |  |  | 1778.3333
| Unit / T'House / House_Serviced / Air BnB, Individual Rooms - SHARE HOUSE |  |  |  | 1522.2222
| Unit / T'House / House_Private / TCS Rental, Individual Rooms - SHARE HOUSE |  |  |  | 1338.8889
BASED ON:
Work ROSTER Example #3 - 6-Day Week, 10Hr Days, Stay @ Rocky for W/E, Return Every 2nd W/E. (FLY)
| Working Days/Month | 21 | (Add 2.5 days for non-work days spent in accom)
| No-Work Days/Month | 7
| Avrg Hours / Month | 210
OPTION AVERAGES - Per Person, Per NIGHT (As Per Project Roster)
| Single Hotel/Motel, Private Unit - NO SHARE |  |  |  | 112.8571 | Nightly Book
| Single Hotel/Motel, Individual Rooms - SHARE HOUSE |  |  |  | 127.1429 | Nightly Book
| Single Hotel/Motel, ANY ROOM - SHARE ROOM |  |  |  | 62.8571
| Cabin/Flat/Unit_Tourist Park Type, Private Unit - NO SHARE |  |  |  | 114.2857 | Nightly Book
| Cabin/Flat/Unit_Tourist Park Type, Individual Rooms - SHARE HOUSE |  |  |  | 134.9206 | Long-stay Book
| Cabin/Flat/Unit_Tourist Park Type, ANY ROOM - SHARE ROOM |  |  |  | 84.6825
| Unit / T'House / House_Serviced / Air BnB, Individual Rooms - SHARE HOUSE |  |  |  | 72.4868 | Long-stay Book
| Unit / T'House / House_Private / TCS Rental, Individual Rooms - SHARE HOUSE |  |  |  | 63.7566 | Long-stay Book
Roster Averages
| TCS Cost Per Person - Private Unit - NO SHARE - Nightly Booking (average allowance) |  |  |  | 113.5714
| TCS Cost Per Person - Individual Room - SHARE HOUSE - Nightly Booking (average allowance) |  |  |  | 68.1217