## TCS $ Sched
SUMMARY | [7 empty] | BIG TICKET ITEMS
JOB DESCRIPTION: | ROK Sports Precinct |  | DATE: |  |  |  |  | Club house (NBC )
SITE ADDRESS: |  |  | TCS Quote #: **
[6 empty] | Cost | (Cost + O/H) + Profit | 1500 Liters Git Viking Panel TIm in Ground ( grease trap ) |  | Hot Water Pump set to suit Rheem Hot Water Unit |  | Rheem HWU
|  |  | TOTALS |  |  |  |  | Purchase Cost Total | 8523.28 | Purchase Cost Total | 6775.83 | Purchase Cost Total | 3438.29
[12 empty] | Safe Tray | 52.8
[8 empty] | TPS Markup | 1.15 | TPS Markup | 1.15 | TPS Markup | 1.15
[8 empty] | Qty | 1 | Qty | 1 | Qty | 3
[8 empty] | Freight | 250 | Freight | 150 | Freight | 300
| CLUBHOUSE |  | 81329.7027 |  |  | 43152.2173 | 62885.7262 | Installation_MH | 250 | Installation_MH | 200 | Installation_MH | 600
[8 empty] | TOTAL | 10301.772 | TOTAL | 8142.2045 | TOTAL | 12944.2605
Public Amenities Block
| PUBLIC AMENITIES |  | 17272.7854 |  |  | 8857.4981 | 12908.0319
Rheem HWU
[8 empty] | Purchase Cost Total | 3438.29
[8 empty] | Safe Tray | 52.8
[8 empty] | TPS Markup | 1.15
[8 empty] | Qty | 1
| SITEWORKS |  | 174454.0568 |  |  | 119710.4623 | 174454.0568 | Freight | 150
[8 empty] | Installation_MH | 200
[8 empty] | TOTAL | 4364.7535
Site Work
QMax Sewer Pumping Station - As Specified APS Quote
[8 empty] | Purchase Cost Total | 468000
[6 empty] | 171720.1776 | 75793.7581 | TPS Markup | 1.15
[8 empty] | Qty | 1
[8 empty] | Freight | 2500
|  |  |  | Prelim | 5.5% | 9444.6098 | of total cost | Installation_MH | 5000
|  |  |  | O/H | 18% | 30909.632 | of total cost | TOTAL | 545700
|  |  |  | Sub Total |  | 212074.4194 | total cost + Prelim + O/H
|  |  |  | Gross Profit | 18% | 38173.3955 | Gross
250247.8149
|  |  |  | Total Markup | 41.5%
|  |  |  | Net Profit Incl Equip |  | 0
|  | SUB-TOTAL | 273056.5449
|  | 10% GST | 27305.6545
|  |  |  | Prelim | 5.5%
|  | GRAND TOTAL | 300362.1994 | O/H | 18%
.
Sub Total
|  |  |  | Profit | 18%
|  |  |  | Total Markup | 41.5%
Grand Total
Note on Y10: [Threaded comment] Your version of Excel allows you to read this threaded comment; however, any edits to it will get removed if the file is opened in a newer version of Excel. Learn more: https://go.microsoft.com/fwlink/?linkid=870924 Comment: Grundfos Ups32-80n Dual SS Hwc - Deluxe
Note on W11: [Threaded comment] Your version of Excel allows you to read this threaded comment; however, any edits to it will get removed if the file is opened in a newer version of Excel. Learn more: https://go.microsoft.com/fwlink/?linkid=870924 Comment: 6110 for grease trap underground ,2413.28 for heavy grate trap top
Note on W16: [Threaded comment] Your version of Excel allows you to read this threaded comment; however, any edits to it will get removed if the file is opened in a newer version of Excel. Learn more: https://go.microsoft.com/fwlink/?linkid=870924 Comment: guess
Note on AC16: [Threaded comment] Your version of Excel allows you to read this threaded comment; however, any edits to it will get removed if the file is opened in a newer version of Excel. Learn more: https://go.microsoft.com/fwlink/?linkid=870924 Comment: guess
Note on W30: [Threaded comment] Your version of Excel allows you to read this threaded comment; however, any edits to it will get removed if the file is opened in a newer version of Excel. Learn more: https://go.microsoft.com/fwlink/?linkid=870924 Comment: guess
Note on W42: [Threaded comment] Your version of Excel allows you to read this threaded comment; however, any edits to it will get removed if the file is opened in a newer version of Excel. Learn more: https://go.microsoft.com/fwlink/?linkid=870924 Comment: guess
Note on AC83: [Threaded comment] Your version of Excel allows you to read this threaded comment; however, any edits to it will get removed if the file is opened in a newer version of Excel. Learn more: https://go.microsoft.com/fwlink/?linkid=870924 Comment: guess
Note on AC97: [Threaded comment] Your version of Excel allows you to read this threaded comment; however, any edits to it will get removed if the file is opened in a newer version of Excel. Learn more: https://go.microsoft.com/fwlink/?linkid=870924 Comment: guess

## 00_ TCS Prelim & OH
Project:
Tricore -
Stage 1 Version 1
Item
A | PRELIMINARIES
SUMMARY (Not added in prelim$)
TOTAL Days Mobilized On Site
Months Mobilized
Work Weeks' Mobilized On Site
Work Days
Breakdown as per program
| TRADESMAN_LEADING HAND | Day |  | 1231.1429 | 0
| TRADESMAN_PLUMBER_OPERATOR | Day |  | 941.1647 | 0
| T/A & Apprentice | Day |  | 768.0651 | 0
| Crew #1 - InGround Drainage | Day |  | 2650.3945 | 0
| Crew #2 - InGround Water/Fire | Day |  | 2650.3945 | 0
|  |  |  | Total Labour | 0
Total as per stage boq
|  |  |  | Total Part A Labour | 0
|  |  |  | Total Stage 1 Labour | 0
|  |  |  | Total Stage 2 Labour | 0
|  |  |  | Total Stage 3 Labour | 0
|  |  |  | Total Stage 4 Labour | 0
0
|  |  |  | Difference | 0
|  | Unit | REQ | Cost ex GST | Total ex GST
Labour
Contingencies; Wet Weather ?
| Superviser; Return Trip, 2 day stay - Inclusive | item |  | 2423.831 | 0
| TRADESMAN_LEADING HAND | Day |  | 1231.1429 | 0
| TRADESMAN_PLUMBER_OPERATOR | Day |  | 941.1647 | 0
| T/A & Apprentice | Day |  | 768.0651 | 0
| Crew #1 - InGround Drainage | Day |  | 2650.3945 | 0
| Crew #2 - InGround Water/Fire | Day |  | 2650.3945 | 0
Management Labour
| TRADESMAN_LEADING HAND | Day |  | 1231.1429 | 0 | Included within stages?
| MH / DQ | Day |  | 120 | 0 | Refer Program for approx attendance on site. Technically covered in overheads. E/O for meals etc?
| MH / DQ - FLIGHTS | ea |  | 200 | 0
ACCOMODATION (Refer Program)
Per Month - Full Project (6 Persons)
| Full Apartment / TownHouse / Unit - VIA AGENT | Month |  | 4606.0606 | 0 | ** 1 x 4Bed House (@650/Wk) fully kitted, +Consumable, +Cleaner etc
| Full Apartment / TownHouse / Unit - VIA AGENT | Month |  | 4606.0606 | 0 | ** 1 x 4Bed House (@650/Wk) fully kitted, +Consumable, +Cleaner etc
| Individual Night Stay - Private Room/Suite | [5 empty] | Avrg Nightly Book (LONG STAY)
| TRADESMAN_LEADING HAND |  |  |  |  | 0 | 103.2468 | 0
| TRADESMAN_PLUMBER_OPERATOR |  |  |  |  | 0 | 103.2468 | 0
| T/A & Apprentice |  |  |  |  | 0 | 103.2468 | 0
| Crew #1 - InGround Drainage |  |  |  |  | 0 | 103.2468 | 0
Per Night - Extra-Over, Per Person.
| TCS Cost Per Person - Private Unit - NO SHARE - Nightly Booking (average allowance) | item |  | 112.8571 | 0
| MH / DQ | item |  | 140 | 0 | TOTAL ACCOM ALLOWANCE
[6 empty] | 0 |  | 0
Equipment, Hire, Subbies
| Vehicle - UTE - SUPERVISER | Day | 0 | 90 | 0
| Vehicle - UTE - TRADESMAN | Day | 0 | 60 | 0
| Vehicle - UTE - TRADESMAN / TA | Day | 0 | 40 | 0
| Site Vehicle - Ute/Buggy | Day |  | 90 | 0
| Porta Loo_No Tank | Day |  | 5.46 | 0
| 6*3m Demantable Lunchroom - COMPLETE | Day | 0 | 23 | 0
| 6*3m Demantable Office - COMPLETE | Day | 0 | 23 | 0
| 20Ft Shipping Container | BUY |  | 1800 | 0
| Skip Bin | Changeover | 0 | 239.8 | 0
Misc.
| INSURANCE | item | 0 | 20000 | 0
|  |  |  | Total TCS Prelims | 0
A | OverHeads
|  | Unit | REQ | Cost ex GST | Total ex GST | Percentage across Project COST
| TriCore Overheads - COMPLETE…PER MONTH | item |  | 40000 | 0 | 18%
|  |  |  | Total TCS O/H | 0

## ClubHouse (NBC )
Project:
Tricore -
Stage 1 Version 1
Item
1 | Complete -
Labour
| DAY | [7 empty] | april 2026 direct impact Increase % (not contigency)
| TRADESMAN_LEADING HAND | Day |  | 1231.1429 | 0
| TRADESMAN_PLUMBER_OPERATOR | Day |  | 941.1647 | 0 |  |  |  |  | PE Pipe & Fitting | 38% | 1.38
| T/A & Apprentice | Day |  | 768.0651 | 0 |  |  |  |  | PVC Pipe & Fittings | 38% | 1.38
| Crew #1 - InGround Drainage | Day |  | 2650.3945 | 0 |  |  |  |  | Subby Rates | 15% | 1.15
| Crew #2 - InGround Water/Fire | Day |  | 2650.3945 | 0 |  |  |  |  | Delivey Rate | 20% | 1.2
| Crew #3 - Above Ground Drainage | Day |  | 2650.3945 | 0
| Crew #4 - Above Ground WATER/FIRE | Day |  | 2650.3945 | 0
| Crew #5 - Above Ground FitOff / Misc | Day |  | 2650.3945 | 0
| Crew #6 - DEMO | Day |  | 1709.2298 | 0
HOUR
| TRADESMAN_LEADING HAND | HR | 0 | 123.1143 | 0
| TRADESMAN_PLUMBER_OPERATOR | HR | 0 | 94.1165 | 0
| T/A & Apprentice | HR | 0 | 76.8065 | 0
| Crew #1 - InGround Drainage | HR | 0 | 265.0395 | 0
| Crew #2 - InGround Water/Fire | HR | 0 | 265.0395 | 0
Demolition & Reinstatement
DEMO
| Asphalt Cutting | m |  | 15.525 | 0
| Concrete Cutting | m |  | 18.4 | 0
| Con Cut Establishemnt Fee | ea |  | 92 | 0
REINSTATE - CONCRETE
| Road/Drveway Reinstate; 1mW x 150 Thck, N25/20/80, Incl Reinforcement | m |  | 145 | 0
| Kerb & Channel - 1m Wide | ea |  | 155 | 0
| Footpath - 1.5mW, N25/20/80, Incl Reinforcement | lm |  | 180 | 0
| Footpath - 1.5mW, EXPOSED AGG, N25/20/80, Incl Reinforcement | lm |  | 185 | 0
REINSTATE - ASPHALT
| 50mm Thck - Trench Reinstatement Through Road/Driveway | m2 |  | 97 | 0
| 50mm Thck - 1.5-2m Wide Footpath reinstatements | m2 |  | 97 | 0
| Establishment Fee (1 per stage) | Ea |  | 5500 | 0
Equipment & Hire - INCL WET PLANT HIRE
HIDDEN | PLANT HIRE - WET
| 1.8T Excavator | Hr |  | 100 | 0
| 3-5 ton Excavator | Hr |  | 115 | 0
| 3-5T Combo | Hr |  | 154 | 0
| Hammer attachment 3.5-4T | Hr |  | 21 | 0
| Ripper 3.5-4T | Hr |  | 10 | 0
| 5t Excavator | Hr |  | 150 | 0
| Hammer attachment 5T | Hr |  | 50 | 0
| Skid steer | Hr |  | 140 | 0
| 8T Excavator | Hr |  | 128 | 0
| Hammer attachment 8T | Hr |  | 26 | 0
| Ripper 8T | Hr |  | 10 | 0
| 13-15T Excavator | Hr |  | 153 | 0
| Hammer attachment 14T | Hr |  | 36 | 0
| Ripper 14T | Hr |  | 10 | 0
| 3000L Hydro Excavation Truck | Hr |  | 190 | 0
| 4500L Hydro Excavation Truck | Hr |  | 220 | 0
| 6300L Hydro Excavation Truck | Hr |  | 250 | 0
| Water Truck allow for water at cost | Hr |  | 110 | 0
| 12t Body Truck Tipper | Hr |  | 110 | 0
HIRE - DRY
| Skid Steer Loader_Tracked (CAT249+) | Day |  | 225.4333 | 0
| Skid Steer Loader_Wheeled (CAT226+) | Day |  | 163.9667 | 0
| Mini Loader, Stand-on Type | Day |  | 180 | 0
|  |  |  | 0 | 0
| 1.5-1.8 Ton_Excavator | Day |  | 137.1429 | 0
| 1.7-2Ton_Excavator | Day |  | 0 | 0
| 3-5Ton_Excavator | Day |  | 238.6667 | 0
| 8Ton_Excavator | Day |  | 261.1667 | 0
| 10-12Ton_Excavator | Day |  | 0 | 0
| 13-16Ton_Excavator | Day |  | 317.2 | 0
| 20-24Ton_Excavator | Day |  | 314.2857 | 0
|  |  |  | 0 | 0
| Ripper_1.7-2T | Day |  | 0 | 0
| Ripper_1.5-4T | Day |  | 32.74 | 0
| Ripper_3-5T | Day |  | 0 | 0
| Ripper_8T | Day |  | 40.38 | 0
| Breaker_1.7-2T | Day |  | 123.33 | 0
| Breaker_3-5T | Day |  | 165.89 | 0
| Breaker_8T | Day |  | 165.89 | 0
| Breaker_10-12T | Day |  | 0 | 0
| Breaker_13-15T | Day |  | 203 | 0
| Auger Drive_10-12T |  |  | 0 | 0
| 300Dia Auger Drill |  |  | 0 | 0
|  |  |  | 0 | 0
| 1.25T_Tipper Truck | Day |  | 205 | 0
| 2-4T_Tipper Truck | Day |  | 166.98 | 0
| <6T_Tipper Truck | Day |  | 171.4286 | 0
|  |  |  | 0 | 0
| <10T_Articulated Site Tipper | Day |  | 0 | 0
| Upright Rammer_Wacker | Day |  | 34.2857 | 0
| Trench Roller_Dbl Drum_Remote | Day |  | 165 | 0
| <26Ft_Scissor Lift - Diesel | Day |  | 300 | 0
| <26Ft_Scissor Lift - Elec | Day |  | 0 | 0
| <34Ft_Boom Lift - Diesel | Day |  | 0 | 0
| <34Ft_Boom Lift - Elec | Day |  | 0 | 0
|  |  |  | 0 | 0
| Porta Loo_No Tank | Day |  | 5.46 | 0
| 6*3m Demantable Lunchroom - COMPLETE | Day |  | 23 | 0
| 6*3m Demantable Office - COMPLETE | Day |  | 23 | 0
| 20Ft Shipping Container | Day |  | 0 | 0
| Quick Cut Demo Saw | Day |  | 0 | 0
| Sngl Ph_6KVA Genset | Day |  | 0 | 0
| Diesel Air Compressor_Trailer | Day |  | 0 | 0
| Air Breaker - Heavy | Day |  | 0 | 0
| Air Hose <10m | Day |  | 0 | 0
| Elec Breaker/Jachammer | Day |  | 0 | 0
| Flexdrive Motor Unit | Day |  | 0 | 0
| Flexdrive_Pump Shaft | Day |  | 0 | 0
| Temporary Power Board | Day |  | 0 | 0
|  |  |  | 0 | 0
| Dual CabUte | Day |  | 0 | 0
| 3m3 Skip Bbin | per serive |  | 230 | 0
| plus disposal | Tonne |  | 309 | 0
| site fee | Week |  | 35 | 0
| ~4m3_Skip Bin | per change over |  | 229.9 | 0
| ~6m3_Skip Bin | per change over |  | 239.8 | 0
| Plus disposal | Tonne |  | 309 | 0
| Site fee | Week |  | 35 | 0
| Vacuum Excavator - Vermeer VT250D | Day |  | 295.77 | 0
| Vac Trailer – Dry Hire | Day |  | 355 | 0
|  |  |  | 0 | 0
| TRANSPORT_Ex BRIS - Return | Day |  | 0 | 0
| TRANSPORT_Ex ROK - Return | Hour |  | 180 | 0
| 0-4T Per Hour Delivery Rate | Hour |  | 125 | 0
| 5 - 9t Transport Hourly Rate | Hour |  | 160 | 0
| 10 - 19t Low Loader Hourly rate - Minimum 2 Hour Charge | Hour |  | 200 | 0
| FUEL - Average_Candle | Week |  | 1850 | 0
Subbies & Misc
| Surveyor | ea |  | 180 | 0
| Services Locator | ea |  | 130 | 0
| Compaction Testing - TEST | ea | 15 | 115 | 1725
| Compaction Testing - Site Establishment | ea | 4 | 90 | 360
|  | ea |  |  | 0
|  | ea |  |  | 0
| FIRE TESTING / CERT | ea |  |  | 0
| FULL Hydro Test - Per Test (6.5Hr 1 x fitter, 1 x apprentice, 1 day Test gear) | ea |  | 1945 | 0
| Provision of Form 72 | ea |  | 350 | 0
Material - Quarry, Misc
*HIDDEN - Calc in below
| Bedding / Fill Sand | m3 |  | 39.75 | 0
| CBR 45/2.5 Roadbase | m3 |  | 41.9 | 0
| Turf Underlay/Topsoil | m3 |  | 45.25 | 0
| Standard Garden Woodchip | m3 |  | 87 | 0
| Turf - Standard Couch or Similar | Slab (.5m2) |  | 6.48 | 0
| Cement Stabalized Sand (3-5%) | m3 |  | 169 | 0
| Exposed Agg Concrete - Standard/Cheapest Exposed Agg Stone | m3 |  | 252 | 0
| N25 20mm 80 Slump Concrete | m3 |  | 263 | 0
| Valve Margin strips; Concrete slab, 1 directions sign, 3 x valve No sign. | ea |  | 380 | 0
FIRE SERVICES - INGROUND
| 200 HDPE PN16 SDR11 - REDLINE | m |  | 46.8107 | 0
| 180 HDPE PN16 SDR11 - REDLINE | m |  | 35.144 | 0
| 125 HDPE PN16 SDR11 - REDLINE | m |  | 16.9935 | 0
| 75 HDPE PN16 SDR11 - REDLINE | m |  | 12.31 | 0
| 32 HDPE PN16 SDR11 - BLUELINE | m |  | 1.6779 | 0
0
| 200 EF Coupler | ea |  | 60.8028 | 0
| 180 EF Coupler | ea |  | 35.4936 | 0
| 125 EF Coupler | ea |  | 19.4718 | 0
| 200 EF 45DFeg Bend | ea |  | 150.6408 | 0
| 180 EF 45DFeg Bend | ea |  | 135.1986 | 0
| 125 EF 45DFeg Bend | ea |  | 61.6722 | 0
| 200 EF 90DFeg Bend | ea |  | 150.6408 | 0
| 180 EF 90DFeg Bend | ea |  | 134.9778 | 0
| 125 EF 90DFeg Bend | ea |  | 61.617 | 0
| 200 EF TEE | ea |  | 151.455 | 0
| 180 EF TEE | ea |  | 157.7064 | 0
| 125 EF TEE | ea |  | 67.965 | 0
| 200*180 EF TEE | ea |  | 289.0686 | 0
| 200*125 EF TEE | ea |  | 301.4196 | 0
| 180*125 EF TEE | ea |  | 168.5394 | 0
| 200*180 EF Reducer | ea |  | 173.3556 | 0
| 180*125 EF Reducer | ea |  | 82.938 | 0
| 180*32 EF Reducer | ea |  | 65 | 0
| 200PE*8"(200m) - MaxiStub W/Backing Ring | ea |  | 472.443 | 0
| 180PE*6"(150mm) - MaxiStub W/Backing Ring | ea |  | 179.0826 | 0
| 125PE*4" (100mm) - MaxiStub W/Backing Ring | ea |  | 127.8846 | 0
| 180mm PE x 150mm GALV ADAPTER - PLASSON Brand | ea |  | 432.2022 | 0
| 125mm PE x 100mm GALV ADAPTER - PLASSON Brand | ea |  | 281.6718 | 0
|  | 0 |  | 0 | 0
| 180mm PE x 150mm GALV ADAPTER | ea |  | 435.6798 | 0
| 125mm PE x 100mm GALV ADAPTER | ea |  | 277.9734 | 0
| 200 Long SPIG 45DFeg Bend | ea |  | 94.5852 | 0
| 180 Long SPIG 45DFeg Bend | ea |  | 88.9548 | 0
| 125 Long SPIG 45DFeg Bend | ea |  | 53.4888 | 0
| 200 Long SPIG 90DFeg Bend | ea |  | 118.9146 | 0
| 180 Long SPIG 90DFeg Bend | ea |  | 93.9918 | 0
| 125 Long SPIG 90DFeg Bend | ea |  | 43.677 | 0
| 200 Long SPIG TEE | ea |  | 176.1432 | 0
| 180 Long SPIG TEE | ea |  | 157.6236 | 0
| 125 Long SPIG TEE | ea |  | 52.7988 | 0
| 200*180 Long SPIG TEE | ea |  | 253.2024 | 0
| 200*125 Long SPIG TEE | ea |  | 265.5534 | 0
| 180*125 Long SPIG TEE | ea |  | 256.2798 | 0
| 200*180 Long SPIG Reducer | ea |  | 77.0592 | 0
| 180*125 Long SPIG Reducer | ea |  | 54.9654 | 0
| 75PE 50 CU TRANSITION | ea |  | 45 | 0
| 32 PE 25 CU TRANSITION | ea |  | 35 | 0
|  | 0 |  | 0 | 0
| 200 FL DICL Sluice Valve | ea |  | 679.41 | 0
| 150 FL DICL Sluice Valve | ea |  | 323.53 | 0
| 100 FL DICL Sluice Valve | ea |  | 202.94 | 0
| Valve Spindle Riser - 600Long | ea |  | 136.94 | 0
| Valve Box - Cast Iron Trafficable - Rectangle Type "V" | ea |  | 123.53 | 0
| Valve Box - Non-Trafficable - Plastic Surround with CI Drop In "V" | ea |  | 98.82 | 0
|  | 0 |  | 0 | 0
| 200*150mm DICL FL Reducer | ea |  | 291.18 | 0
| 200*100mm DICL FL Reducer | ea |  | 330 | 0
| 150*100mm DICL FL Reducer | ea |  | 156 | 0
| 150mm DICL FL * SP Adapter | ea |  | 106.24 | 0
| 100mm DICL FL * SP Adapter | ea |  | 70.59 | 0
| 200mm DICL FL 90Deg Bend | ea |  | 516.35 | 0
| 150mm DICL FL 90Deg Bend | ea |  | 198.88 | 0
| 100mm DICL FL 90Deg Bend | ea |  | 108.71 | 0
| 200mm DICL FL TEE | ea |  | 672.65 | 0
| 150mm DICL FL TEE | ea |  | 228.24 | 0
| 100mm DICL FL TEE | ea |  | 128.24 | 0
| 200*150*200 DICL FL TEE | ea |  | 536.76 | 0
| 200*100*200 DICL FL TEE | ea |  | 576.47 | 0
| 150-100-150 DICL FL TEE | ea |  | 198.82 | 0
| 200mm DICL FL Pipe @ 1000 | ea |  | 898.82 | 0
| 200mm DICL FL Pipe @ 600 | ea |  | 640 | 0
| 200mm DICL FL Pipe @ 300 | ea |  | 355.29 | 0
| 150mm DICL FL Pipe @ 1000 | ea |  | 534.41 | 0
| 150mm DICL FL Pipe @ 600 | ea |  | 280 | 0
| 150mm DICL FL Pipe @ 450 | ea |  | 236.47 | 0
| 150mm DICL FL Pipe @ 300 | ea |  | 178.8 | 0
| 100mm DICL FL Pipe @ 1000 | ea |  | 362.35 | 0
| 100mm DICL FL Pipe @ 600 | ea |  | 144.71 | 0
| 100mm DICL FL Pipe @ 450 | ea |  | 135.88 | 0
| 100mm DICL FL Pipe @ 300 | ea |  | 76.47 | 0
| 150mm DICL FL Deadplate | ea |  | 67.65 | 0
| 100mm DICL FL Deadplate | ea |  | 43.53 | 0
|  | 0 |  | 0 | 0
| 200mm PE*DI Gasket Kit Complete | ea |  | 67.06 | 0
| 200mm DI*DI Gasket Kit Complete | ea |  | 46.71 | 0
| 150mm PE*DI Gasket Kit Complete | ea |  | 60 | 0
| 150mm DI*DI Gasket Kit Complete | ea |  | 42.35 | 0
| 100mm PE*DI Gasket Kit Complete | ea |  | 24.71 | 0
| 100mm DI*DI Gasket Kit Complete | ea |  | 20 | 0
|  | 0 |  | 0 | 0
| 150mm SS Gibault Adapter Coupling | ea |  | 108.71 | 0
| 100mm SS Gibault Adapter Coupling | ea |  | 87.06 | 0
| 180mm PE GRIPPER Adapter Coupling | ea |  | 305.88 | 0
| 125mm PE GRIPPER Adapter Coupling | ea |  | 182.35 | 0
| 180mm PE GRIPPER * 150FL Adapter Coupling | ea |  | 229.41 | 0
| 125mm PE GRIPPER * 100FL Adapter Coupling | ea |  | 152.94 | 0
| 180mm PE GRIPPER Sluice Valve | ea |  | 690 | 0
| 125mm PE GRIPPER Sluice Valve | ea |  | 408.47 | 0
|  | 0 |  | 0 | 0
| Detectable Tape - Fire x 250m | ea |  | 90 | 0
| Alcohol Weld Wipes | ea |  | 13.5 | 0
| Denzo Tape 100mm roll | ea |  | 27.14 | 0
| Black over-wrap tape - roll | ea |  | 27.14 | 0
0
| FIRE SERVICES - ABOVE GROUND |  |  |  | 0
| Description | Unit
| 150mm MED DUTY Galv Pipe | m |  | 43.8462 | 0
| 100mm MED DUTY Galv Pipe w/RG Ends | m |  | 28.4615 | 0
| 100mm Class B Copper Pipe | m |  | 106.2417 | 0
| 25mm Class B Copper Pipe | m |  | 59.82 | 0
|  | 0 |  | 0 | 0
| 150mm Galv RG Coupling | ea |  | 12.83 | 0
| 100mm Galv RG Coupling | ea |  | 7.55 | 0
| 150mm Galv RG TEE | ea |  | 35.5 | 0
| 100mm Galv RG TEE | ea |  | 16.93 | 0
| 150mm Galv RG BEND 90Deg | ea |  | 22.85 | 0
| 100mm Galv RG BEND 90Deg | ea |  | 10.62 | 0
| 150mm Galv RG BEND 45Deg | ea |  | 23.5 | 0
| 100mm Galv RG BEND 45Deg | ea |  | 11.4 | 0
| 150mm Galv RG x 100mm FLANGE Adapt | ea |  | 30.75 | 0
| 100mm Galv RG x 100mm FLANGE Adapt | ea |  | 23.21 | 0
| 150mm RG Butterfly Valve Geared Wheel | ea |  | 217.8 | 0
| 100mm RG Butterfly Valve Geared Wheel | ea |  | 169.4 | 0
|  | 0 |  | 0 | 0
| 150mm H-Pattern Booster Assembly Complete | ea |  | 2350 | 0
| Booster Cabinet - Compl with doors and stickers | ea |  | 1155 | 0
|  | 0 |  | 0 | 0
| 100mm Dual Pillar Hydrant Complete_ Flanged Base 1500 High w/landing Valves | ea |  | 365 | 0
| 100mm Dual Pillar Hydrant Complete_ RG Base 1500 High w/landing Valves_OPTION | ea |  | 365 | 0
| 65mm RG Landing Valve | ea |  | 90 | 0
| Red caps and chain - suit 65mm QLD Landing valve | ea |  | 5 | 0
| 36m Fire Hose Reel w/25mm isolation valve | ea | 1 | 125 | 125
| 25mm Isolation Ball Valve (for fire hose reel) valve only, with hose nozzle latch | ea |  | 39 | 0
|  | 0 |  | 0 | 0
| 150mm FL Testable Double Check Valve - Compl. w/Valves | ea |  | 3100.7 | 0
| 150mm FL RPZD Valve - Compl. w/Valves | ea |  | 4237.09 | 0
|  | 0 |  | 0 | 0
| 100mm FL Levered Butterfly Vlave | ea |  | 114.44 | 0
| 100mm Copper Crimp - TEE | ea |  | 219.36 | 0
| 100mm Copper Crimp - 90Deg Bend | ea |  | 135.09 | 0
| 100mm Copper Crimp - 45Deg Bend | ea |  | 125.77 | 0
| 100mm Copper Crimp - Straight Socket | ea |  | 83.25 | 0
| 100mm Copper Crimp - 100mm FL Adapter | ea |  | 52.25 | 0
| 80mm Copper Crimp - TEE | ea |  | 175.66 | 0
| 100mm*80mm Copper Crimp - REDUCER | ea |  | 164.08 | 0
|  | 0 |  | 0 | 0
| 50mm Cu Tube Type B | m |  | 46.4167 | 0
| Elbow 90 Deg 50mm Water Kembla Kempress | ea |  | 45.02 | 0
| Equal Tee 50mm Water Kembla Kempress | ea |  | 56.35 | 0
| Reducer 50mm 25mm Water CU | ea |  | 34.92 | 0
| 32mm Fi Lockable Ball Valve | ea |  | 77.95 | 0
| 32mm Cu Crimp * 32mi Adapt | ea |  | 17.16 | 0
| 32mm Cu Crimp Coupling Straight | ea |  | 7.23 | 0
| 32mm Cu Crimp 90Deg Bend | ea |  | 14.31 | 0
| 32mm Cu Crimp 45Deg Bend | ea |  | 16.24 | 0
| 25mm Cu Tube Type B | ea |  | 21.4167 | 0
| 32mm*25mm Cu Crimp Reducer | ea |  | 14.36 | 0
| 25mm Fi Lockable Ball Valve | ea |  | 46.94 | 0
| 25mm Cu Crimp * 25mi Adapt | ea |  | 8.46 | 0
| 25mm Cu Crimp Coupling Straight | ea |  | 5.74 | 0
| 25mm Cu Crimp 90Deg Bend | ea |  | 7.7 | 0
| 25mm Cu Crimp 45Deg Bend | ea |  | 10.19 | 0
|  | 0 |  | 0 | 0
| 150mm Galv 2 Piece Weld-nut Bracket M12 | ea |  | 5.86 | 0
| 100mm Galv 2 Piece Weld-nut Bracket M12 | ea |  | 4.41 | 0
| 150 Galv 2 Piece Channel Clip | ea |  | 5.36 | 0
| 100 Galv 2 Piece Channel Clip | ea |  | 4.4 | 0
| 12mm Galv Threaded Rod | ea |  | 10.64 | 0
| Galv Braced Counter Lever Bracket - 450Long | ea |  | 20 | 0
| 003 Padlock | ea |  | 19.5 | 0
| 100mm DI*DI Gasket Kit Complete | ea |  | 20 | 0
FIRE SERVICES - Misc.
Description
| Decommisioning Material | ea |  | 1388 | 0
| Electrofusion PE Welder 25-250mmPE. Please detail Spec | ea |  | 0 | 0
| PE Butt Welder. Automatic. 125-250mmPE. Please detail Spec - HIRE | WEEK |  | 450 | 0
| Hand Roll Groover. 65-150mm. | ea |  | 0 | 0
| Delivery - To Rockhampton PIPE LENGTHS as quoted | ea |  | 2178.48 | 0
| Delivery - To Rockhampton Standard/Palletised items | ea |  | 2178.48 | 0
POTABLE WATER_MAINS & R'Ins
Description
| 125 HDPE PN16 SDR11 - BLUELINE | m |  | 34.5 | 0
| 90 HDPE PN16 SDR11 - BLUELINE | m |  | 20 | 0
| 75 HDPE PE100 PN 16 -Blueline | m |  | 12.31 | 0
| 63 HDPE PE100 PN 16 -Blueline | m |  | 9.66 | 0
| 63 HDPE PN12.5 SDR11 - BLUELINE | m |  | 4.63 | 0
| 50 HDPE PE100 PN 16 - BLUELINE | m |  | 5.4 | 0
| 40 HDPE PE100 PN16 Blue Line | m | 28 | 4.4 | 123.2
| 40 HDPE PN12.5 SDR11 - BLUELINE | m |  | 2.3621 | 0
| 32 HDPE PE100 PN 16 -Blueline | m | 22 | 2.1 | 46.2
| 25 HDPE PE100 PN16 - BLUELINE | m | 16 | 1.22 | 19.52
| 25 HDPE PN12.5 SDR11 - BLUELINE | m |  | 2.43 | 0
| EF COUPLER 125MM (EA) | m |  | 22 | 0
| TEE EQUAL PE100 E/F 125MM | ea |  | 57.75 | 0
| TEE PE100 E/F 125*63MM | ea |  | 139 | 0
| EF REDUCER 125 X 90MM | ea |  | 104.15 | 0
| EF REDUCER 125 X 63MM | ea |  | 26.1 | 0
| EF REDUCER 75 X 63MM | ea |  | 37.5 | 0
| EF REDUCER 63 X 50MM | ea |  | 35.93 | 0
| EF REDUCER 50 X 40MM | ea |  | 35 | 0
| EF REDUCER 40 X 32MM | ea |  | 35 | 0
| EF REDUCER 40 X 25MM | ea |  | 35 | 0
| EF REDUCER 32 X 25MM | ea |  | 20 | 0
| ELBOW PE100 E/F 125MM X 45D | ea |  | 50 | 0
| ELBOW PE100 E/F 125MM X 90D | ea |  | 54 | 0
| HDPE 75mm X 90 D ELBOW | ea |  | 15.55 | 0
| HDPE 63MM X 90 D ELBOW | ea |  | 15 | 0
| HDPE 50MM X 90 D ELBOW | ea |  | 10.87 | 0
| HDPE 40MM X 90 D ELBOW | ea | 3 | 55 | 165
| Reducing Tee 125mm x 90mm | ea |  | 55 | 0
| Reducing Tee 125mm x 32mm | ea |  | 35 | 0
| Reducing Tee 75mm x 63mm | ea |  | 35 | 0
| Reducing Tee 75mm x 50mm | ea |  | 35 | 0
| Reducing Tee 75mm x 32mm | ea |  | 35 | 0
| Reducing Tee 63mm x 32mm | ea |  | 35 | 0
| Reducing Tee 50mm x 40mm | ea |  | 35 | 0
| Reducing Tee 40mm x 25mm | ea |  | 35 | 0
| Reducing Tee 32mm x 25mm | ea |  | 26 | 0
| EF Reducer 50mm x 25mm | ea |  | 35 | 0
| 50mm Tee | ea |  | 10.87 | 0
| 40mm Tee | ea |  | 35 | 0
| 32mm Tee | ea |  | 20 | 0
| HDPE 32mm X 90 D ELBOW | ea | 4 | 20 | 80
| HDPE 25mm X 90 D ELBOW | ea | 5 | 18 | 90
| HDPE 25mm X 45 D ELBOW | ea |  |  | 0
| 25mm Tee | ea |  |  | 0
| PE MAXI STUB FLANGE W/SS BK RING 125X 4" (EA) | ea |  | 35 | 0
| SLUICE VALVE PN16 T/D ACC FLNGD 100MM | ea |  | 102.5 | 0
| Valve Box - Cast Iron - Rectangle - Large - HD | ea |  | 235 | 0
| SADDLE TAPPING EF 125PE X 25PE | ea |  | 100 | 0
| SADDLE TAPPING EF 125PE X 32PE | ea |  | 47.41 | 0
| SADDLE TAPPING EF 125PE X 63PE | ea |  | 41.69 | 0
| 90mm PE X 80mm Copper Transition | ea |  | 200 | 0
| Detectable WATER Marker Tape - 250m | ea |  | 85.55 | 0
| WIPES WELDING PLASSON XL (120 PK) | ea |  | 70 | 0
| Paint Pen - WHITE | ea |  | 19 | 0
|  |  |  | 16 | 0
| 100 Cu Above Grnd | m |  |  | 0
| 80 CU Above Grnd | m |  | 89.2667 | 0
| 65 CU Above Grnd | m |  | 55.8667 | 0
| 50 Cu Above Grnd | m |  | 46.4167 | 0
| 32 Cu Above Grnd | m | 18 | 32 | 576
| 32mm x25mm reducing tee | ea | 2 | 19.98 | 39.96
| 32mm x20mm reducing tee | ea | 1 | 15 | 15
| 25 Cu Above Grnd | m | 113 | 21.5 | 2429.5
| B-PRESS WATER EQUAL TEE 32MM (EA) | ea | 1 | 23.51 | 23.51
| B-PRESS WATER EQUAL TEE 25MM (EA) | ea | 15 | 7.17 | 107.55
| 20 Cu Above Grnd | m | 20 | 13.6667 | 273.3333
| B-PRESS WATER EQUAL TEE 20MM (EA) | ea | 5 | 9.785 | 48.925
| 50mm Cu 10mm Nut Clip | ea |  | 1.4 | 0
| 32mm Cu 10mm Nut Clip | ea |  | 1.38 | 0
| 25mm Cu 10mm Nut Clip | ea |  | 1.32 | 0
| 20mm Cu 10mm Nut Clip | ea |  | 1.24 | 0
| 10mm Zinc Threaded Rod | m |  | 5.1 | 0
0
| Kembla copper WATER ELBOW 90DEG X 80MM (EA) | ea |  | 118.5 | 0
| Kembla copper WATER ELBOW 90DEG X 65MM (EA) | ea |  | 79.8 | 0
| Kembla copper WATER ELBOW 90DEG X 50MM (EA) | ea |  | 45.02 | 0
| Kembla copper WATER ELBOW 90DEG X 32MM (EA) | ea | 3 | 17.37 | 52.11
| Kembla copper WATER ELBOW 90DEG X 25MM | ea | 35 | 7.7 | 269.5
| Kembla copper WATER ELBOW 90DEG X 20MM | ea | 16 | 4.58 | 73.28
0
| 40mm Poly to 32mm Copper B Press Adapter | ea | 1 | 35 | 35
| 32mm Poly to 32mm Copper B Press Adapter | ea | 2 | 25 | 50
HIDDEN |  |  |  |  | 0
| 63mm E/F PE 90 Deg Elb |  |  |  | 0
| 63mm E/F PE 45 Deg Elb | ea |  | 13.5 | 0
| 63mm E/F PE TEE | ea |  | 13.5 | 0
| 63x40x63 E/F PE TEE | ea |  | 9.5 | 0
| 63x32x63 E/F PE TEE | ea |  | 18.5 | 0
| 63x25x63 E/F PE TEE | ea |  | 18.5 | 0
| 63mm E/F PE Coupling | ea |  | 6 | 0
| 63x40 E/F PE Reducer Coupling | ea |  | 5.5 | 0
| 63x32 E/F PE Reducer Coupling | ea |  | 17.5 | 0
| 63x25 E/F PE Reducer Coupling | ea |  | 16.5 | 0
| 63PEx50Fi E/F PE Adapter | ea |  | 2.5 | 0
| 63PEx50Mi E/F PE Adapter | ea |  | 43.5 | 0
| 63PEx50Fi E/F PE Tramsiton Union | ea |  | 43.5 | 0
| 63PEx50Mi E/F PE Transition Union | ea |  | 45.5 | 0
| 40mm E/F PE 90 Deg Elb | ea |  | 76 | 0
| 40mm E/F PE 45 Deg Elb | ea |  | 11.5 | 0
| 40mm E/F PE TEE | ea |  | 11.5 | 0
| 40x32x40 E/F PE TEE | ea |  | 12 | 0
| 40x25x40 E/F PE TEE | ea |  | 18.5 | 0
| 40mm E/F PE Coupling | ea |  | 19.5 | 0
| 40x32 E/F PE Reducer Coupling | ea |  | 4.5 | 0
| 40x25 E/F PE Reducer Coupling | ea |  | 10.5 | 0
| 40PEx32Fi E/F PE Adapter | ea |  | 14.5 | 0
| 40PEx32Mi E/F PE Adapter | ea |  | 28.5 | 0
| 40PEx32Fi E/F PE Tramsiton Union | ea |  | 29.5 | 0
| 40PEx32Mi E/F PE Transition Union | ea |  | 36 | 0
| 32mm E/F PE 90 Deg Elb | ea |  | 54 | 0
| 32mm E/F PE 45 Deg Elb | ea |  | 10.5 | 0
| 32mm E/F PE TEE | ea |  | 10 | 0
| 32x25x32 E/F PE TEE | ea |  | 5.5 | 0
| 32mm E/F PE Coupling | ea |  | 18 | 0
| 32x25 E/F PE Reducer Coupling | ea |  | 4.5 | 0
| 32PEx25Fi E/F PE Adapter | ea |  | 6.5 | 0
| 32PEx25Mi E/F PE Adapter | ea |  | 25.5 | 0
| 32mm E/F PE End Cap | ea |  | 22.5 | 0
| 32mm E/F PE End Plug | ea |  | 8.5 | 0
| 25mm E/F PE 90 Deg Elb | ea |  | 6.5 | 0
| 25mm E/F PE 45 Deg Elb | ea |  | 10.5 | 0
| 25mm E/F PE TEE | ea |  | 0 | 0
| 25mm E/F PE Coupling | ea |  | 4.5 | 0
| 25PEx25Fi E/F PE Adapter | ea |  | 4 | 0
| 25PEx25Mi E/F PE Adapter | ea |  | 17 | 0
| 25PEx20Fi E/F PE Adapter | ea |  | 17.5 | 0
| 25PEx20Mi E/F PE Adapter | ea |  | 4.5 | 0
| 25mm E/F PE End Cap | ea |  | 2 | 0
| 25mm E/F PE End Plug | ea |  | 8.5 | 0
HIDDEN |  | ea |  | 4 | 0
| 100mm CU Crimp 90 DEG FxF Elbow |  |  |  | 0
| 100mm CU Crimp 45 DEG FxF Elbow | ea |  | 137 | 0
| 100mm CU Crimp Tee | ea |  | 139.5 | 0
| 100x50x100 CU Crimp Tee | ea |  | 183 | 0
| 100x50 CU Crimp Reducer | ea |  | 184.5 | 0
| 100mm CU Crimp Repair Coupling | ea |  | 56 | 0
| 100mm CU Crimp Coupling | ea |  | 103 | 0
| 100Cu x 100Flange CU Crimp Coupling | ea |  | 95 | 0
| 80mm x 65mm Cu Reducer | ea |  | 100 | 0
| 65mm Cu Crimp Tee | ea |  | 130.1 | 0
| 65mmX 50 Cu WAT Crimp Reducer | ea |  | 60 | 0
| 65mmX 32 Cu WAT Crimp Reducer | ea |  | 55 | 0
| 65 mmX 20 Cu WAT Crimp Reducer | ea |  | 50 | 0
| 50mm CU Crimp 90 DEG FxF Elbow | ea |  | 99.5 | 0
| 50mm CU Crimp 45 DEG FxF Elbow | ea |  | 33.5 | 0
| 50mm CU Crimp Tee | ea |  | 56.35 | 0
| 50x40x50 CU Crimp Tee | ea |  | 60.5 | 0
| 50x40x40 CU Crimp Tee | ea |  | 61 | 0
| 50x32x50 CU Crimp Tee | ea |  | 65 | 0
| 50x32x32 CU Crimp Tee | ea |  | 65 | 0
| 50x32x40 CU Crimp Tee | ea |  | 65 | 0
| 50x25x50 CU Crimp Tee | ea |  | 65 | 0
| 50x20x50 CU Crimp Tee | ea |  | 45 | 0
| 50x15x50 CU Crimp Tee | ea |  | 55 | 0
| 50x40 CU Crimp Reducer | ea |  | 55 | 0
| 50x32 CU Crimp Reducer | ea |  | 21.5 | 0
| 50x25 CU Crimp Reducer | ea |  | 34.92 | 0
| 50x20 CU Crimp Reducer | ea |  | 35 | 0
| 50x15 CU Crimp Reducer | ea |  | 22 | 0
| 50Cu x 50Mi CU Crimp Adapter | ea |  | 22 | 0
| 50Cu x 50Fi CU Crimp Adapter | ea |  | 78 | 0
| 50mm CU Crimp Repair Coupling | ea |  | 89 | 0
| 50mm CU Crimp Coupling | ea |  | 21 | 0
| 50Cu x 50Flange CU Crimp Coupling | ea |  | 21 | 0
| 50mm CU Crimp Cap | ea |  | 0 | 0
| 50Cu x W69/Barrell Barrell Union CU Crimp | ea |  | 0 | 0
| 40mm CU Crimp 90 DEG FxF Elbow | ea |  | 0 | 0
| 40mm CU Crimp 45 DEG FxF Elbow | ea |  | 0 | 0
| 40mm CU Crimp 90 DEG MxF Elbow | ea |  | 0 | 0
| 40mm CU Crimp 45 DEG MxF Elbow | ea |  | 0 | 0
| 40mm CU Crimp Tee | ea |  | 0 | 0
| 40x32x40 CU Crimp Tee | ea |  | 0 | 0
| 40x32x32 CU Crimp Tee | ea |  | 0 | 0
| 40x32x25 CU Crimp Tee | ea |  | 0 | 0
| 40x25x40 CU Crimp Tee | ea |  | 0 | 0
| 40x25x20 CU Crimp Tee | ea |  | 0 | 0
| 40x20x40 CU Crimp Tee | ea |  | 0 | 0
| 40x15x40 CU Crimp Tee | ea |  | 0 | 0
| 40x32 CU Crimp Reducer | ea |  | 0 | 0
| 40x25 CU Crimp Reducer | ea |  | 0 | 0
| 40x20 CU Crimp Reducer | ea |  | 0 | 0
| 40x15 CU Crimp Reducer | ea |  | 0 | 0
| 40Cu x 40Mi CU Crimp Adapter | ea |  | 0 | 0
| 40Cu x 40Fi CU Crimp Adapter | ea |  | 0 | 0
| 40mm CU Crimp Repair Coupling | ea |  | 0 | 0
| 40mm CU Crimp Coupling | ea |  | 0 | 0
| 40Cu x 40Flange CU Crimp Coupling | ea |  | 0 | 0
| 40mm CU Crimp Cap | ea |  | 0 | 0
| 40Cu x W69/Barrell Barrell Union CU Crimp | ea |  | 0 | 0
| 32mm CU Crimp 90 DEG FxF Elbow | ea |  | 0 | 0
| 32mm CU Crimp 45 DEG FxF Elbow | ea |  | 0 | 0
| 32mm CU Crimp 90 DEG MxF Elbow | ea |  | 0 | 0
| 32mm CU Crimp 45 DEG MxF Elbow | ea |  | 0 | 0
| 32mm CU Crimp Tee | ea |  | 0 | 0
| 32x25x32 CU Crimp Tee | ea |  | 18.54 | 0
| 32x25x20 CU Crimp Tee | ea |  | 0 | 0
| 32x20x32 CU Crimp Tee | ea |  | 0 | 0
| 32x20x20 CU Crimp Tee | ea |  | 18.35 | 0
| 32x20x15 CU Crimp Tee | ea |  | 0 | 0
| 32x15x32 CU Crimp Tee | ea |  | 0 | 0
| 32x15x25 CU Crimp Tee | ea |  | 0 | 0
| 32x15x20 CU Crimp Tee | ea |  | 0 | 0
| 32x15x15 CU Crimp Tee | ea |  | 0 | 0
| COUPLING RED CU KEMPRESS WATER 32MM X 25MM | ea |  | 20 | 0
| 32x20 CU Crimp Reducer | ea |  | 16.33 | 0
| 32x15 CU Crimp Reducer | ea |  | 0 | 0
| 32Cu x 32Mi CU Crimp Adapter | ea |  | 0 | 0
| 32Cu x 32Fi CU Crimp Adapter | ea |  | 0 | 0
| 32mm CU Crimp Repair Coupling | ea |  | 0 | 0
| 32mm CU Crimp Coupling | ea |  | 0 | 0
| 32mm CU Crimp Cap | ea |  | 0 | 0
| 32Cu x W69/Barrell Barrell Union CU Crimp | ea |  | 0 | 0
| 25mm CU Crimp 90 DEG FxF Elbow | ea |  | 0 | 0
| 25mm CU Crimp 45 DEG FxF Elbow | ea |  | 0 | 0
| 25mm CU Crimp 90 DEG MxF Elbow | ea |  | 0 | 0
| 25mm CU Crimp 45 DEG MxF Elbow | ea |  | 0 | 0
| 25mm CU Crimp Tee | ea |  | 0 | 0
| 25x20x25 CU Crimp Tee | ea |  | 0 | 0
| 25x20x20 CU Crimp Tee | ea |  | 0 | 0
| 25x20x15 CU Crimp Tee | ea |  | 0 | 0
| 25x15x25 CU Crimp Tee | ea |  | 0 | 0
| 25x15x20 CU Crimp Tee | ea |  | 0 | 0
| 25x15x15 CU Crimp Tee | ea |  | 0 | 0
| 25x20 CU Crimp Reducer | ea |  | 0 | 0
| 25x15 CU Crimp Reducer | ea |  | 0 | 0
| 25Cu x 25Mi CU Crimp Adapter | ea |  | 0 | 0
| 25Cu x 25Fi CU Crimp Adapter | ea |  | 0 | 0
| 25mm CU Crimp Repair Coupling | ea |  | 0 | 0
| 25mm CU Crimp Coupling | ea |  | 0 | 0
| 25mm CU Crimp Cap | ea |  | 0 | 0
| 25Cu x W69/Barrell Barrell Union CU Crimp | ea |  | 0 | 0
| 20mm CU Crimp 90 DEG FxF Elbow | ea |  | 0 | 0
| 20mm CU Crimp 45 DEG FxF Elbow | ea |  | 0 | 0
| 20mm CU Crimp 90 DEG MxF Elbow | ea |  | 0 | 0
| 20mm CU Crimp 45 DEG MxF Elbow | ea |  | 0 | 0
| 20mm CU Crimp Tee | ea |  | 0 | 0
| 20x15x20 CU Crimp Tee | ea |  | 5.61 | 0
| 20x15x15 CU Crimp Tee | ea |  | 0 | 0
| 20x15 CU Crimp Reducer | ea |  | 0 | 0
| 20Cu x 20Mi CU Crimp Adapter | ea |  | 0 | 0
| 20Cu x 20Fi CU Crimp Adapter | ea |  | 0 | 0
| 20mm CU Crimp Repair Coupling | ea |  | 0 | 0
| 20mm CU Crimp Coupling | ea |  | 0 | 0
| 20mm CU Crimp Cap | ea |  | 0 | 0
| 20Cu x W69/Barrell Barrell Union CU Crimp | ea |  | 0 | 0
| 15mm CU Crimp 90 DEG FxF Elbow | ea |  | 0 | 0
| 15mm CU Crimp 45 DEG FxF Elbow | ea |  | 0 | 0
| 15mm CU Crimp 90 DEG MxF Elbow | ea |  | 0 | 0
| 15mm CU Crimp 45 DEG MxF Elbow | ea |  | 0 | 0
| 15mm CU Crimp Tee | ea |  | 0 | 0
| 15Cu x 15Mi CU Crimp Adapter | ea |  | 0 | 0
| 15Cu x 15Fi CU Crimp Adapter | ea |  | 0 | 0
| 15Cu Fi BP, wall elbow | ea |  | 0 | 0
| 15Cu Mi BP, Wall elbow - 90 Long | ea |  | 0 | 0
| 15Cu Mi BP, Wall elbow - 120+ Long | ea |  | 0 | 0
| 15mm CU Crimp Repair Coupling | ea |  | 0 | 0
| 15mm CU Crimp Coupling | ea |  | 0 | 0
| 15mm CU Crimp Cap | ea |  | 0 | 0
| 15Cu x W69/Barrell Barrell Union CU Crimp | ea |  | 0 | 0
| 50mm Ball Valve Fi | ea |  | 0 | 0
| 40mm Ball Valve Fi | ea |  | 0 | 0
| 32mm Ball Valve Fi | ea |  | 0 | 0
| 25mm Ball Valve Fi | ea |  | 26.25 | 0
| 20mm Ball Valve Fi | ea |  | 0 | 0
| 15mm Ball Valve Fi | ea |  | 0 | 0
| 50mm Mi BRS Nipple | ea |  | 0 | 0
| 50mm Fi BRS Socket | ea |  | 0 | 0
| 50mm Mi BRS Union | ea |  | 0 | 0
| 50mm Fi BRS Union | ea |  | 0 | 0
| 50mm BRS Plug | ea |  | 0 | 0
| 50mm BRS Cap | ea |  | 0 | 0
| 40mm Mi BRS Nipple | ea |  | 0 | 0
| 40mm Fi BRS Socket | ea |  | 0 | 0
| 40mm Mi BRS Union | ea |  | 0 | 0
| 40mm Fi BRS Union | ea |  | 0 | 0
| 40mm BRS Plug | ea |  | 0 | 0
| 40mm BRS Cap | ea |  | 0 | 0
| 32mm Mi BRS Nipple | ea |  | 0 | 0
| 32mm Fi BRS Socket | ea |  | 0 | 0
| 32mm Mi BRS Union | ea |  | 0 | 0
| 32mm Fi BRS Union | ea |  | 0 | 0
| 32mm BRS Plug | ea |  | 0 | 0
| 32mm BRS Cap | ea |  | 0 | 0
| 25mm Mi BRS Nipple | ea |  | 0 | 0
| 25mm Fi BRS Socket | ea |  | 0 | 0
| 25mm Mi BRS Union | ea |  | 0 | 0
| 25mm Fi BRS Union | ea |  | 0 | 0
| 25mm BRS Plug | ea |  | 0 | 0
| 25mm BRS Cap | ea |  | 0 | 0
|  | ea |  | 0 | 0
| 20mm pex Pipe - Black | m | 158 | 2.7468 | 434 |  |  |  | 434
| 20mm pex Pipe - Red | m | 66 | 3.5 | 231
| 15mm Pex pipe - Black | m |  | 0 | 0
| 15mm Pex pipe - Red | m |  | 0 | 0
| 20 pex Elbow | m | 104 | 5.15 | 535.6
| 20 Pex TEE | ea | 66 | 7.49 | 494.34
| 20x15 Pex TEE | ea |  | 0 | 0
| 20 PEX Mi Adapter | ea |  | 0 | 0
| 20 PEX Fi Adapter | ea |  | 0 | 0
| 20x15 Pex Reducer | ea |  | 0 | 0
| PEX - 32 Cu Crimp Adapter | ea | 1 | 20 | 20
| PEX - 25 Cu Crimp Adapter | ea | 14 | 14 | 196
| PEX - 20 Cu Crimp Adapter | ea | 5 | 10.05 | 50.25
| 20 PEXxCU Crimp conversion coupling | ea |  | 0 | 0
| 20 PEX Straight coupling | ea |  | 0 | 0
| 15 Pex Elbow | ea |  | 0 | 0
| 15 Pex TEE | ea |  | 0 | 0
| 15 PEXMi Adapter | ea |  | 0 | 0
| 15 PEX Fi Adapter | ea |  | 0 | 0
| 15 PEX Fi BP, wall elbow | ea |  | 0 | 0
| 15 PEX Mi BP, Wall elbow - 90 Long | ea |  | 0 | 0
| 15 PEX Mi BP, Wall elbow - 120+ Long | ea |  | 0 | 0
| 15 PEXxCU Crimp conversion coupling | ea |  | 0 | 0
| 15 PEX Straight coupling | ea |  | 0 | 0
|  | ea |  | 0 | 0
| Hose Taps Complete | ea | 4 | 56 | 224
| 100 FL DICL SLUICE VALVE | ea |  | 202.94 | 0
| 125PE*4" (100mm) - MaxiStub W/Stainless Steel Backing Ring | ea |  | 92.67 | 0
| 100mm PE*DI Gasket Kit Complete Parts & Labour | ea |  | 24.71 | 0
| 100mm DI*DI Gasket Kit Complete | ea |  | 20 | 0
| Valve Spindle Riser - 600Long | ea |  | 136.94 | 0
| 100mm Dual Pillar Hydrant Complete_ RG Base 1500 High w/landing Valves_OPTION | ea |  | 365 | 0
| 125mm PE x 100mm GALV ADAPTER - Acutech Brand | ea |  | 201.43 | 0
| Red caps and chain - suit 65mm QLD Landing valve | ea |  | 5 | 0
| RPZD 32mm | ea |  | 853 | 0
| RPZD 20mm | ea | 3 | 503 | 1509
| RPZD 100mm | ea |  | 1809.63 | 0
| Office - Water & Rough IN | ea |  | 1650 | 0
| Ofice - NOGINS & Fixings | ea |  | 160 | 0
| Safety shr fittings | ea |  | 750 | 0
| In Grnd Fittings misc | ea |  | 450 | 0
| Abv Grnd Fittings misc | ea |  | 1250 | 0
| HWU quickie kit | ea |  | 190 | 0
| TMV | ea |  | 412.59 | 0
| 20mm check valve | ea | 4 | 80 | 320
| 20mm Isolavtive valve | ea | 3 | 18.65 | 55.95
| 25mm Isolavtive valve | ea |  | 26.55 | 0
| 32mm Isolavtive valve | ea | 1 | 60 | 60
| 50mm Isolavtive valve | ea |  | 92.1 | 0
| 450 SQ PIT | ea |  | 30 | 0
| Dock Office Water Mat | ea |  | 1850 | 0
| 25mm RPZD | ea |  | 1800 | 0
0
| misc. | ea |  | 3800 | 0
| 150mm isolation valve in valve pit (connect to authority watermain ) | ea |  | 371.37 | 0
| 25mm DCW Isolation vlave in valve pit with path box cover | ea |  | 469.04 | 0
| 25mm water meter in tamper steel cage with isolative valves in both side | ea |  | 659.8 | 0
| TMV in Box | ea | 10 | 587.96 | 5879.6
| 100 mm Water meter | ea |  | 641.58 | 0
| 32 valve in pit | ea |  | 50 | 0
| 50mm control valve | ea |  | 31.71 | 0
| TLV under basin | ea |  | 146.09 | 0
| AUTOMATIC TRAP PRIMER | ea | 2 | 99.49 | 198.98
0
SEWER DRAINAGE -
Description
| PIPE DWV PVC S/WELD 150MM - In Grnd | m |  | 14.49 | 0
| PIPE DWV SN8 PVC S/WELD 100MM | m | 231 | 9.5496 | 2205.9576
| 150MM * 45D PVC JUNCTION | ea |  | 9.66 | 0
| 100MM * 45D PVC JUNCTION | ea | 80 | 4.7886 | 383.088
| 150MM X 100MM 45D PVC JUNCTION | ea |  | 13.8 | 0
| 100*40 PVC DWV JUNCTION | ea | 2 | 5 | 10
| 100*50 PVC DWV JUNCTION | ea |  | 6.5274 | 0
| 100MM * 65 PVC PVC JUNCTION | ea |  | 8.5974 | 0
| 150MM X 45 Deg Bend | ea |  | 6.9 | 0
| 150MM X 90 Deg Bend | ea |  | 6.9 | 0
| 100MM X 90Deg Bend | ea | 75 | 2.5668 | 192.51
| 100MM X 45Deg Bend | ea | 66 | 2.3308 | 153.8341
| DWV PIPE REDUCER 150X100mm | ea |  | 5.52 | 0
| DWV PIPE REDUCER 100 X 50mm | ea | 3 | 2.6772 | 8.0316
| DWV PIPE REDUCER 100 X 40mm | ea | 1 | 2 | 2
| PIPE DWV PVC S/WELD 100MM - In Grnd | m |  | 6.9 | 0
| PIPE DWV PVC S/WELD 65MM - In Grnd | m |  | 5.52 | 0
| 63 HDPE PN12.5 SDR11 - BLACK or CREAM - In Grnd | m |  | 8.7354 | 0
| PIPE DWV PVC S/WELD 50mm | m | 13 | 3.726 | 48.438
| PIPE DWV PVC S/WELD 40mm | m | 26 | 2.898 | 75.348
| 65MM * 45D PVC JUNCTION | ea |  | 3.5 | 0
| 50MM * 45D PVC JUNCTION | ea |  | 3 | 0
| DWV BEND 65X 45 DEG | ea |  | 2.3322 | 0
| DWV BEND 65X 90 DEG | ea |  | 2.33 | 0
| DWV BEND 40 X 45 DEG | ea | 18 | 4 | 72
| DWV BEND 40 X 85 DEG | ea | 18 | 4.14 | 74.52
| DWV BEND 50 X 45 DEG | ea | 8 | 0.9384 | 7.5072
| DWV BEND 50 X85 DEG | ea | 7 | 11.7162 | 82.0134
| 50mm Condensate INSULATION | m |  | 14 | 0
| 100mm Condensate INSULATION | m |  | 6 | 0
0
| 150mm - Gas Tight H/D Cast Iron Clearout (Peepeye) | ea |  | 40 | 0
| 150mm Clear Out Cover - L/D - Brass | ea |  | 30 | 0
| 100mm - Gas Tight H/D Cast Iron Clearout (Peepeye) | ea | 18 | 33 | 594
| 100mm Clear Out Cover - L/D - Brass | ea | 18 | 23.26 | 418.68
| 100 mm Inspection Opening | ea | 10 | 50 | 500
| 100mm Trapped point - 100mm Gully Trap | ea |  | 7.65 | 0
| FWG - 100mm Gully Trap | ea |  | 7.65 | 0
| FWG - 100mm 4-way Riser | ea | 9 | 13.59 | 122.31
| FWG - Grate - Tile Insert 100*100 Chrome Plated | ea |  | 0 | 0
| In-Wall TD & View Panel - SS | ea | 2 | 75 | 150
0
| 100mm PVC 10mm nut hanging clip | ea |  | 2 | 0
| 50mm PVC 10mm nut hanging clip | ea |  | 1.5 | 0
| 10mm Zinc Threaded Rod | m |  | 0 | 0
0
| Glue - Blue - 4Ltr | ea |  | 26.4 | 0
| Primer - Red - 4Ltr | ea |  | 23 | 0
| Detectable SEWER Marker Tape - 250m | ea |  | 75 | 0
| 100mm AbleFlex Roll | ea |  | 22 | 0
| Concrete Mix bag | ea |  | 10 | 0
0
| External Sewer Mains fitting | ea |  | 520 | 0
| Vents Complete | ea |  | 230 | 0
| Office Drainage mat | ea |  | 2800 | 0
| Dock Office Drainage Mat | ea |  | 950 | 0
| misc. | ea |  | 1250 | 0
| Overflow Gully | ea | 1 | 200 | 200
| COS | ea |  | 120 | 0
| Tundish | ea |  | 61.33 | 0
| SIVEL EXPANSION JOINT | ea | 1 | 100 | 100
| FWG | ea | 1 | 250 | 250
| Basket trap | ea | 12 | 250 | 3000
| Fire Collars & Misc | ea |  | 300 | 0
| plaster /slip trap | ea |  | 1200 | 0
| Basket Arrestors for Floor Drains | ea |  | 350 | 0
Vent
Description
| PIPE DWV SN8 PVC S/WELD 100MM | m | 17 | 9.5496 | 162.3432
| PIPE DWV PVC S/WELD 50mm | m | 1 | 3.726 | 3.726
| 100MM X 90Deg Bend | ea | 12 | 2.5668 | 30.8016
| 100MM X 45Deg Bend | ea | 6 | 2.3308 | 13.9849
| 100MM * 45D PVC JUNCTION | ea | 1 | 4.7886 | 4.7886
| DWV BEND 50 X85 DEG | ea | 1 | 11.7162 | 11.7162
| DWV PIPE REDUCER 100 X 50mm | ea | 1 | 2.6772 | 2.6772
| 100 mm Inspection Opening | ea | 1 | 50 | 50
| 110 HDPE | m | 2 | 11.6 | 23.2
| 110 HDPE 90 Deg Bend ( TRADE WASTE ) | ea | 1 | 10 | 10
| 110 HDPE X 45 DEG (TRADE WASTE ) | ea | 1 | 5.16 | 5.16
| Trench Drain ( spec in drawing ) | m | 1 | 500 | 500
Trade Waste
Description
| 110 HDPE (TRADE WASTE DRAIN ) | m | 53 | 17 | 901
| 110 HDPE 90 Deg Bend ( TRADE WASTE ) | ea | 7 | 5.55 | 38.85
| 110 HDPE X 45 DEG (TRADE WASTE ) | ea | 23 | 8.98 | 206.54
| JUNCTION 110 HDPE X 45 DEG | ea | 16 | 4.73 | 75.68
| JUNCTION 110 HDPE X 50 HDPE 45 DEG | ea | 2 | 10 | 20
| 100 HDPE (TRADE WASTE DRAIN ) | m |  | 10 | 0
| JUNCTION 100 HDPE X 45 DEG | ea |  | 4 | 0
| 110 HDPE X 100 HDPE REDUCER | ea |  | 15 | 0
| 110 HDPE X 50 HDPE REDUCER | ea | 5 | 12 | 60
| 100 HDPE 90 Deg Bend ( TRADE WASTE ) | ea |  | 8 | 0
| 100 HDPE X 45 DEG (TRADE WASTE ) | ea |  | 5.16 | 0
| 65 HDPE (TRADE WASTE DRAIN ) | m |  | 8 | 0
| 65 HDPE X 45 DEG (TRADE WASTE ) | ea |  | 4 | 0
| 65 HDPE X 90 DEG (TRADE WASTE ) | ea |  | 5 | 0
| 50 HDPE (TRADE WASTE DRAIN ) | ea | 13 | 7 | 91
| 50 HDPE X 90 DEG (TRADE WASTE ) | ea | 10 | 4 | 40
| 50 HDPE X 45 DEG (TRADE WASTE ) | ea | 5 | 3.8 | 19
| BUCKEY TRAP /SILT TRAP | ea | 1 | 100 | 100
| IOS TRADE WASTE | ea | 1 | 25 | 25
| in wall tundish | ea | 2 | 75 | 150
| tundish | ea | 4 | 60 | 240
| 50mm rpzd | ea | 1 | 880 | 880
| 100mm check valve | ea | 1 | 1200 | 1200
| Geberit 4 Way Riser 110x56 | ea | 6 | 33 | 198
| Geberit Exp Socket 110 | ea | 2 | 13 | 26
| Geberit Adj DT Trap Bottom Hdpe 110mm | ea | 6 | 41.53 | 249.18
STORMWATER DRAINAGE
Description
| PIPE 600MM - RIBBED | m |  | 165.6 | 0
| PIPE 450MM - RIBBED | m |  | 89.7 | 0
| PIPE 375MM - RIBBED BLACK MAX | m |  | 66.24 | 0
| PIPE 300MM - RIBBED BLACK MAX | m |  | 0 | 0
| PIPE DWV SN8 PVC S/WELD 375MM | m |  | 85.1046 | 0
| PIPE DWV SN8 PVC S/WELD 300MM | m |  | 84.18 | 0
| PIPE DWV SN4 PVC S/WELD 300MM | m |  | 68.77 | 0
| PIPE SW H/D PVC S/WELD 300MM | m |  | 55.2 | 0
| PIPE DWV SN8 PVC S/WELD 225MM | m |  | 55.2 | 0
| PIPE DWV SN4 PVC S/WELD 225MM | m |  | 42.78 | 0
| PIPE SW H/D PVC S/WELD 225MM | m |  | 32.66 | 0
| PIPE DWV SN8 PVC S/WELD 150MM | m |  | 19.55 | 0
| PIPE DWV SN4 PVC S/WELD 150MM | m |  | 16.1 | 0
| PIPE DWV SN8 PVC S/WELD 150MM - Suspended | m |  | 19.55 | 0
| PIPE DWV SN4 PVC S/WELD 150MM | m |  | 16.56 | 0
| PIPE DWV SN8 PVC S/WELD 100MM | m |  | 6.693 | 0
| PIPE DWV SN4 PVC S/WELD 100MM | m |  | 6.9 | 0
| PIPE DWV SN8 PVC S/WELD 50MM | m |  | 6.693 | 0
|  |  |  | 0 | 0
| DWV Grade Option |  |  | 0 | 0
|  | ea |  | 0 | 0
| 600*225 Ribbed Saddle | ea |  | 676.2 | 0
| 600*45Deg RIBBED Bend | ea |  | 897 | 0
| 600*450 Ribbed Reducer | ea |  | 1518 | 0
| 450*375 Ribbed*PVC Reducer | ea |  | 634.8 | 0
| 450 45 Deg ribbed Bend | ea |  | 800.4 | 0
| 450 * 225 Ribbed Saddle | ea |  | 441.6 | 0
| 375mm X 45Deg Junction | ea |  | 579.6 | 0
| 375X300X45D PVC JUNCTION | ea |  | 776.0982 | 0
| 375X225X45D PVC JUNCTION | ea |  | 777.4782 | 0
| 375MM X 300MM Reducer | ea |  | 524.4 | 0
| 375MM X 225MM Reducer | ea |  | 496.8 | 0
| 375MM X 90Deg Bend | ea |  | 745.2 | 0
| 375MM X 45Deg Bend | ea |  | 621 | 0
| 300MM * 45D PVC JUNCTION | ea |  | 496.8 | 0
| 300X225X45D PVC JUNCTION | ea |  | 441.6 | 0
| 300MM X 225MM Reducer | ea |  | 262.2 | 0
| 300MM X 90Deg Bend | ea |  | 345 | 0
| 300MM X 45Deg Bend | ea |  | 262.2 | 0
| 300MM X 150 Junction | ea |  | 455.4 | 0
| 225MM * 45D PVC JUNCTION | ea |  | 117.645 | 0
| 225X150X45D PVC JUNCTION | ea |  | 289.8 | 0
| 225MM X 90Deg Bend | ea |  | 85.56 | 0
| 225MM X 45Deg Bend | ea |  | 84.18 | 0
| 225MM X 150MM Reducer | ea |  | 62.1 | 0
| 150 PVC DWV 45Deg Junct | ea |  | 24.84 | 0
| 150MM X 90Deg Bend | ea |  | 22.08 | 0
| 150MM X 45Deg Bend | ea |  | 16.56 | 0
| 150X100X45D PVC JUNCTION | ea |  | 22.08 | 0
| PVC PIPE REDUCER 150X 100 mm | ea |  | 22.08 | 0
| 100MM * 45D PVC JUNCTION | ea |  | 6.486 | 0
| 100X50 X45D PVC JUNCTION | ea |  | 22.08 | 0
| PVC PIPE REDUCER 100X 50 mm | ea |  | 22.08 | 0
| 100MM X 90Deg Bend | ea |  | 16.56 | 0
| 100MM X 45Deg Bend | ea |  | 16.56 | 0
| 50 PVC X 45D PVC JUNCTION | ea |  | 19.32 | 0
| 50MM X 90Deg PVC Bend | ea |  | 0.897 | 0
| 50MM X 45Deg PVC Bend | ea |  | 0.897 | 0
|  |  |  | 0 | 0
|  |  |  | 0 | 0
| 150mm PVC 10mm nut hanging clip | ea |  | 2.622 | 0
| 10mm Zinc Threaded Rod | m |  | 2.76 | 0
| Glue - Blue - 4Ltr | ea |  | 36.432 | 0
| Primer - Red - 4Ltr | ea |  | 31.74 | 0
|  |  |  | 0 | 0
| SW_RRJ (RIBBED) Fittings |  |  | 0 | 0
|  |  |  | 0 | 0
| 375MM X 45Deg Bend | ea |  | 362.1396 | 0
| DN 375 X DN150 45 DEG BLACKMAX REDUCING JUNCTION (PVC FAB) | ea |  | 828 | 0
| DN375 x dn225 BlackMax® Reducing Adaptor FF RRJ x DWV SWJ (PVC Fab) | ea |  | 552 | 0
|  |  |  | 0 | 0
| DN 300 X DN150 45 DEG BLACKMAX REDUCING JUNCTION (PVC FAB) | ea |  | 690 | 0
| DN300 BLACK MAX 45 DEG BEND | ea |  | 414 | 0
| DN300 x dn225 BlackMax® Reducing Adaptor FF RRJ x DWV SWJ (PVC Fab) | ea |  | 414 | 0
| DN300 BLACK MAX 45 DEG BEND | ea |  | 414 | 0
| SWGP 1 300 x300 x450 | ea |  | 127.54 | 0
| SWGP 2 600x600 x600 | ea |  | 375 | 0
| SWGP 4 450x450x600 | ea |  | 250 | 0
| 150mm Cap | ea |  | 20.7 | 0
| 150mm expansion coupler | ea |  | 110.4 | 0
| 450X450 GRATED SW GULLY | ea |  | 180 | 0
FITOFF
| Fit-Off Material; Ground & First Floor - | ea | 1 | 1800 | 1800
| Fit-Off Material; Ground & First Floor - | ea |  | 1801 | 0
SUB TOTALS
32725.194
|  |  |  | Contingency | 12%
|  |  |  | Deliveries | 6500
TOTALS
43152.2173
Excavation/Quarry/Misc/ Takeoff.
|  | Qty | Unit
| Avrg Trench = .900D*.450W | 389 | m
| L/M Of Asphalt Reinstate | 0 | m
| M2 Of Asphalt Reinstate | 0 | m2
| L/M Of CBR Reinstate | 0 | m
| L/M of Inground Pipe (Average Depth) | 389 | m
| L/M of Inground Pipe (Deeper Than Average Depth) |  | m
| Avergage of trtenches 'Shared'…. Shared trench Factor | 0.1 | m
| SEWER / SW / TW - InGrnd |  | m | 0%
| WAT / FIRE - InGrnd |  | m | 0%
| SPK - InGrnd |  | m | 0%
|  | D | W | L | Spoil/Compact Factor; | Shared Trench Factor | Total m3 - EXCAVATED | Total M3 - Bed, Pipe, Cover reduction | Total M3 - Backfill Req (Less Bed&Pipe) | Total M3 - Spoil - REMOVE | TCS Load - Haulage & dump rate only
| L/M of Inground Pipe (Average Depth) | 0.95 | 0.6 | 389 | 1.3 | 0.1 | 266.076
| L/M of Inground Pipe (Deeper Than Average Depth) | 1.1 | 0.5 | 0 | 1.3 | 0 | 0
| L/M of Bed, Pipe, Cover material reduction (Average Depth) | 0.35 | 0.6 | 389 | 0 | 0.1 |  | 73.521
| L/M of Bed, Pipe, Cover material reduction (Deeper Than Average Depth) | 0.2 | 0.5 | 0 | 0 | 0 |  | 0
| L/M of BACKFILL required (Average Depth) | 0.95 | 0.6 | 389 | 1.3 | 0.1 |  |  | 192.555
| L/M of BACKFILL required (Deeper Than Average Depth) | 1.1 | 0.5 | 0 | 1.3 | 0 |  |  | 0
[10 empty] | QTY | Rate | Total
[7 empty] | 266.076 | 73.521 | 192.555 | 73.521 | 15 | 1102.815
| Thrust Block Concrete | m3/TB | Qty | Total m3 | Contingency | Total m3 | Total Cost
|  | 0.1 |  | 0 | 1.1 | 0 | 0
Quarry & Concrete Product
1.12
| Description | Unit/LM | Unit | Rate | Rate/LM |  |  | QTY | Shared Trench Factor | Total Req. | Total | Contingency | TOTAL | Drainage Use | Fire/WAT Use | SPK Use
| 5-7mm Stone | 0.203 | Ton | 62 | 12.586 |  |  | 78.967 | 0.1 | 71.0703 | 4406.3586 | 528.763 | 4935.1216 | 0
| 5-7mm Stone | 0.14 | m3 | 62 | 16.926
| 10-12mm Stone | 0.45 | Ton | 62 | 27.9 |  |  | 0 |  |  | 0 |  | 0
| 80-110mm Stone | 0 | Ton | 25 | 0 |  |  | 0 |  |  | 0 |  | 0
| Medium River / Bed Sand | 0.225 | Ton | 62 | 13.95 |  |  | 87.525 | 0.1 | 78.7725 | 4883.895 | 586.0674 | 5469.9624 |  | 0 | 0
| Medium River / Bed Sand | 0.14 | m3 | 62 | 13.02
| CBR15 Road Base | 0.36 | Ton | 27 | 9.72 |  |  | 0 |  |  | 0 |  | 0
| CBR45 | 0.36 | Ton | 30 | 10.8 |  |  | 0 |  |  | 0 |  | 0
| LEANMIX | 0.3 | m3 | 0 | 0 |  |  | 0 |  |  | 0 |  | 0
|  |  |  | TCS | Q2
| Description |  | Unit | Rate | Rate
| 5-7mm Stone |  | T | 62 | 31
| 10-12mm Stone |  | T | 62 | 39
| 80-110mm Stone |  | T | 25 | 29
| Medium River / Bed Sand |  | T | 62 | 26
| CBR15 Road Base |  | T | 48 | 27
| CBR45 |  | T | 50 | 30
| LEANMIX_20mm-12:1 |  | M3 | 168 | 0
| Concrete_25/20/80 |  | M3 | 153 | 0
Note on E402: [Threaded comment] Your version of Excel allows you to read this threaded comment; however, any edits to it will get removed if the file is opened in a newer version of Excel. Learn more: https://go.microsoft.com/fwlink/?linkid=870924 Comment: Guess
Note on E717: [Threaded comment] Your version of Excel allows you to read this threaded comment; however, any edits to it will get removed if the file is opened in a newer version of Excel. Learn more: https://go.microsoft.com/fwlink/?linkid=870924 Comment: BASTEKT TRAP
Note on E737: [Threaded comment] Your version of Excel allows you to read this threaded comment; however, any edits to it will get removed if the file is opened in a newer version of Excel. Learn more: https://go.microsoft.com/fwlink/?linkid=870924 Comment: guess
Note on E747: [Threaded comment] Your version of Excel allows you to read this threaded comment; however, any edits to it will get removed if the file is opened in a newer version of Excel. Learn more: https://go.microsoft.com/fwlink/?linkid=870924 Comment: guess
Note on F785: [Threaded comment] Your version of Excel allows you to read this threaded comment; however, any edits to it will get removed if the file is opened in a newer version of Excel. Learn more: https://go.microsoft.com/fwlink/?linkid=870924 Comment: guess
Note on E807: [Threaded comment] Your version of Excel allows you to read this threaded comment; however, any edits to it will get removed if the file is opened in a newer version of Excel. Learn more: https://go.microsoft.com/fwlink/?linkid=870924 Comment: GRATEKITSTORMTECH100ARI20AR106W22D PERMTR-MTLALLS/S (H.DW 02 in fixture list )
Note on E817: [Threaded comment] Your version of Excel allows you to read this threaded comment; however, any edits to it will get removed if the file is opened in a newer version of Excel. Learn more: https://go.microsoft.com/fwlink/?linkid=870924 Comment: Guess
Note on E821: [Threaded comment] Your version of Excel allows you to read this threaded comment; however, any edits to it will get removed if the file is opened in a newer version of Excel. Learn more: https://go.microsoft.com/fwlink/?linkid=870924 Comment: guess
Note on E834: [Threaded comment] Your version of Excel allows you to read this threaded comment; however, any edits to it will get removed if the file is opened in a newer version of Excel. Learn more: https://go.microsoft.com/fwlink/?linkid=870924 Comment: guess

## Public Amenities (PAM)
Project:
Tricore -
Stage 1 Version 1
Item
1 | Complete -
Labour
| DAY | [7 empty] | april 2026 direct impact Increase % (not contigency)
| TRADESMAN_LEADING HAND | Day |  | 1231.1429 | 0
| TRADESMAN_PLUMBER_OPERATOR | Day |  | 941.1647 | 0 |  |  |  |  | PE Pipe & Fitting | 38% | 1.38
| T/A & Apprentice | Day |  | 768.0651 | 0 |  |  |  |  | PVC Pipe & Fittings | 38% | 1.38
| Crew #1 - InGround Drainage | Day |  | 2650.3945 | 0 |  |  |  |  | Subby Rates | 15% | 1.15
| Crew #2 - InGround Water/Fire | Day |  | 2650.3945 | 0 |  |  |  |  | Delivey Rate | 20% | 1.2
| Crew #3 - Above Ground Drainage | Day |  | 2650.3945 | 0
| Crew #4 - Above Ground WATER/FIRE | Day |  | 2650.3945 | 0
| Crew #5 - Above Ground FitOff / Misc | Day |  | 2650.3945 | 0
| Crew #6 - DEMO | Day |  | 1709.2298 | 0
HOUR
| TRADESMAN_LEADING HAND | HR | 0 | 123.1143 | 0
| TRADESMAN_PLUMBER_OPERATOR | HR | 0 | 94.1165 | 0
| T/A & Apprentice | HR | 0 | 76.8065 | 0
| Crew #1 - InGround Drainage | HR | 0 | 265.0395 | 0
| Crew #2 - InGround Water/Fire | HR | 0 | 265.0395 | 0
Demolition & Reinstatement
DEMO
| Asphalt Cutting | m |  | 15.525 | 0
| Concrete Cutting | m |  | 18.4 | 0
| Con Cut Establishemnt Fee | ea |  | 92 | 0
REINSTATE - CONCRETE
| Road/Drveway Reinstate; 1mW x 150 Thck, N25/20/80, Incl Reinforcement | m |  | 145 | 0
| Kerb & Channel - 1m Wide | ea |  | 155 | 0
| Footpath - 1.5mW, N25/20/80, Incl Reinforcement | lm |  | 180 | 0
| Footpath - 1.5mW, EXPOSED AGG, N25/20/80, Incl Reinforcement | lm |  | 185 | 0
REINSTATE - ASPHALT
| 50mm Thck - Trench Reinstatement Through Road/Driveway | m2 |  | 97 | 0
| 50mm Thck - 1.5-2m Wide Footpath reinstatements | m2 |  | 97 | 0
| Establishment Fee (1 per stage) | Ea |  | 5500 | 0
Equipment & Hire - INCL WET PLANT HIRE
PLANT HIRE - WET
| 1.8T Excavator | Hr |  | 100 | 0
| 3-5 ton Excavator | Hr |  | 115 | 0
| 3-5T Combo | Hr |  | 154 | 0
| Hammer attachment 3.5-4T | Hr |  | 21 | 0
| Ripper 3.5-4T | Hr |  | 10 | 0
| 5t Excavator | Hr |  | 150 | 0
| Hammer attachment 5T | Hr |  | 50 | 0
| Skid steer | Hr |  | 140 | 0
| 8T Excavator | Hr |  | 128 | 0
| Hammer attachment 8T | Hr |  | 26 | 0
| Ripper 8T | Hr |  | 10 | 0
| 13-15T Excavator | Hr |  | 153 | 0
| Hammer attachment 14T | Hr |  | 36 | 0
| Ripper 14T | Hr |  | 10 | 0
| 3000L Hydro Excavation Truck | Hr |  | 190 | 0
| 4500L Hydro Excavation Truck | Hr |  | 220 | 0
| 6300L Hydro Excavation Truck | Hr |  | 250 | 0
| Water Truck allow for water at cost | Hr |  | 110 | 0
| 12t Body Truck Tipper | Hr |  | 110 | 0
HIRE - DRY
| Skid Steer Loader_Tracked (CAT249+) | Day |  | 225.4333 | 0
| Skid Steer Loader_Wheeled (CAT226+) | Day |  | 163.9667 | 0
| Mini Loader, Stand-on Type | Day |  | 180 | 0
|  |  |  | 0 | 0
| 1.5-1.8 Ton_Excavator | Day |  | 137.1429 | 0
| 1.7-2Ton_Excavator | Day |  | 0 | 0
| 3-5Ton_Excavator | Day |  | 238.6667 | 0
| 8Ton_Excavator | Day |  | 261.1667 | 0
| 10-12Ton_Excavator | Day |  | 0 | 0
| 13-16Ton_Excavator | Day |  | 317.2 | 0
| 20-24Ton_Excavator | Day |  | 314.2857 | 0
|  |  |  | 0 | 0
| Ripper_1.7-2T | Day |  | 0 | 0
| Ripper_1.5-4T | Day |  | 32.74 | 0
| Ripper_3-5T | Day |  | 0 | 0
| Ripper_8T | Day |  | 40.38 | 0
| Breaker_1.7-2T | Day |  | 123.33 | 0
| Breaker_3-5T | Day |  | 165.89 | 0
| Breaker_8T | Day |  | 165.89 | 0
| Breaker_10-12T | Day |  | 0 | 0
| Breaker_13-15T | Day |  | 203 | 0
| Auger Drive_10-12T |  |  | 0 | 0
| 300Dia Auger Drill |  |  | 0 | 0
|  |  |  | 0 | 0
| 1.25T_Tipper Truck | Day |  | 205 | 0
| 2-4T_Tipper Truck | Day |  | 166.98 | 0
| <6T_Tipper Truck | Day |  | 171.4286 | 0
|  |  |  | 0 | 0
| <10T_Articulated Site Tipper | Day |  | 0 | 0
| Upright Rammer_Wacker | Day |  | 34.2857 | 0
| Trench Roller_Dbl Drum_Remote | Day |  | 165 | 0
| <26Ft_Scissor Lift - Diesel | Day |  | 0 | 0
| <26Ft_Scissor Lift - Elec | Day |  | 0 | 0
| <34Ft_Boom Lift - Diesel | Day |  | 0 | 0
| <34Ft_Boom Lift - Elec | Day |  | 0 | 0
|  |  |  | 0 | 0
| Porta Loo_No Tank | Day |  | 5.46 | 0
| 6*3m Demantable Lunchroom - COMPLETE | Day |  | 23 | 0
| 6*3m Demantable Office - COMPLETE | Day |  | 23 | 0
| 20Ft Shipping Container | Day |  | 0 | 0
| Quick Cut Demo Saw | Day |  | 0 | 0
| Sngl Ph_6KVA Genset | Day |  | 0 | 0
| Diesel Air Compressor_Trailer | Day |  | 0 | 0
| Air Breaker - Heavy | Day |  | 0 | 0
| Air Hose <10m | Day |  | 0 | 0
| Elec Breaker/Jachammer | Day |  | 0 | 0
| Flexdrive Motor Unit | Day |  | 0 | 0
| Flexdrive_Pump Shaft | Day |  | 0 | 0
| Temporary Power Board | Day |  | 0 | 0
|  |  |  | 0 | 0
| Dual CabUte | Day |  | 0 | 0
| 3m3 Skip Bbin | per serive |  | 230 | 0
| plus disposal | Tonne |  | 309 | 0
| site fee | Week |  | 35 | 0
| ~4m3_Skip Bin | per change over |  | 229.9 | 0
| ~6m3_Skip Bin | per change over |  | 239.8 | 0
| Plus disposal | Tonne |  | 309 | 0
| Site fee | Week |  | 35 | 0
| Vacuum Excavator - Vermeer VT250D | Day |  | 295.77 | 0
| Vac Trailer – Dry Hire | Day |  | 355 | 0
|  |  |  | 0 | 0
| TRANSPORT_Ex BRIS - Return | Day |  | 0 | 0
| TRANSPORT_Ex ROK - Return | Hour |  | 180 | 0
| 0-4T Per Hour Delivery Rate | Hour |  | 125 | 0
| 5 - 9t Transport Hourly Rate | Hour |  | 160 | 0
| 10 - 19t Low Loader Hourly rate - Minimum 2 Hour Charge | Hour |  | 200 | 0
| FUEL - Average_Candle | Week |  | 1850 | 0
Subbies & Misc
| Surveyor | ea |  | 180 | 0
| Services Locator | ea |  | 130 | 0
| Compaction Testing - TEST | ea |  | 115 | 0
| Compaction Testing - Site Establishment | ea |  | 90 | 0
|  | ea |  |  | 0
|  | ea |  |  | 0
| FIRE TESTING / CERT | ea |  |  | 0
| FULL Hydro Test - Per Test (6.5Hr 1 x fitter, 1 x apprentice, 1 day Test gear) | ea |  | 1945 | 0
| Provision of Form 72 | ea |  | 350 | 0
Material - Quarry, Misc
| Bedding / Fill Sand | m3 |  | 39.75 | 0
| CBR 45/2.5 Roadbase | m3 |  | 41.9 | 0
| Turf Underlay/Topsoil | m3 |  | 45.25 | 0
| Standard Garden Woodchip | m3 |  | 87 | 0
| Turf - Standard Couch or Similar | Slab (.5m2) |  | 6.48 | 0
| Cement Stabalized Sand (3-5%) | m3 |  | 169 | 0
| Exposed Agg Concrete - Standard/Cheapest Exposed Agg Stone | m3 |  | 252 | 0
| N25 20mm 80 Slump Concrete | m3 |  | 263 | 0
| Valve Margin strips; Concrete slab, 1 directions sign, 3 x valve No sign. | ea |  | 380 | 0
FIRE SERVICES - INGROUND
| 200 HDPE PN16 SDR11 - REDLINE | m |  | 46.8107 | 0
| 180 HDPE PN16 SDR11 - REDLINE | m |  | 35.144 | 0
| 125 HDPE PN16 SDR11 - REDLINE | m |  | 16.9935 | 0
| 32 HDPE PN16 SDR11 - BLUELINE | m |  | 1.6779 | 0
0
| 200 EF Coupler | ea |  | 60.8028 | 0
| 180 EF Coupler | ea |  | 35.4936 | 0
| 125 EF Coupler | ea |  | 19.4718 | 0
| 200 EF 45DFeg Bend | ea |  | 150.6408 | 0
| 180 EF 45DFeg Bend | ea |  | 135.1986 | 0
| 125 EF 45DFeg Bend | ea |  | 61.6722 | 0
| 200 EF 90DFeg Bend | ea |  | 150.6408 | 0
| 180 EF 90DFeg Bend | ea |  | 134.9778 | 0
| 125 EF 90DFeg Bend | ea |  | 61.617 | 0
| 200 EF TEE | ea |  | 151.455 | 0
| 180 EF TEE | ea |  | 157.7064 | 0
| 125 EF TEE | ea |  | 67.965 | 0
| 200*180 EF TEE | ea |  | 289.0686 | 0
| 200*125 EF TEE | ea |  | 301.4196 | 0
| 180*125 EF TEE | ea |  | 168.5394 | 0
| 200*180 EF Reducer | ea |  | 173.3556 | 0
| 180*125 EF Reducer | ea |  | 82.938 | 0
| 200PE*8"(200m) - MaxiStub W/Backing Ring | ea |  | 472.443 | 0
| 180PE*6"(150mm) - MaxiStub W/Backing Ring | ea |  | 179.0826 | 0
| 125PE*4" (100mm) - MaxiStub W/Backing Ring | ea |  | 127.8846 | 0
| 180mm PE x 150mm GALV ADAPTER - PLASSON Brand | ea |  | 432.2022 | 0
| 125mm PE x 100mm GALV ADAPTER - PLASSON Brand | ea |  | 281.6718 | 0
|  | 0 |  | 0 | 0
| 180mm PE x 150mm GALV ADAPTER | ea |  | 435.6798 | 0
| 125mm PE x 100mm GALV ADAPTER | ea |  | 277.9734 | 0
| 200 Long SPIG 45DFeg Bend | ea |  | 94.5852 | 0
| 180 Long SPIG 45DFeg Bend | ea |  | 88.9548 | 0
| 125 Long SPIG 45DFeg Bend | ea |  | 53.4888 | 0
| 200 Long SPIG 90DFeg Bend | ea |  | 118.9146 | 0
| 180 Long SPIG 90DFeg Bend | ea |  | 93.9918 | 0
| 125 Long SPIG 90DFeg Bend | ea |  | 43.677 | 0
| 200 Long SPIG TEE | ea |  | 176.1432 | 0
| 180 Long SPIG TEE | ea |  | 157.6236 | 0
| 125 Long SPIG TEE | ea |  | 52.7988 | 0
| 200*180 Long SPIG TEE | ea |  | 253.2024 | 0
| 200*125 Long SPIG TEE | ea |  | 265.5534 | 0
| 180*125 Long SPIG TEE | ea |  | 256.2798 | 0
| 200*180 Long SPIG Reducer | ea |  | 77.0592 | 0
| 180*125 Long SPIG Reducer | ea |  | 54.9654 | 0
|  | 0 |  | 0 | 0
| 200 FL DICL Sluice Valve | ea |  | 679.41 | 0
| 150 FL DICL Sluice Valve | ea |  | 323.53 | 0
| 100 FL DICL Sluice Valve | ea |  | 202.94 | 0
| Valve Spindle Riser - 600Long | ea |  | 136.94 | 0
| Valve Box - Cast Iron Trafficable - Rectangle Type "V" | ea |  | 123.53 | 0
| Valve Box - Non-Trafficable - Plastic Surround with CI Drop In "V" | ea |  | 98.82 | 0
|  | 0 |  | 0 | 0
| 200*150mm DICL FL Reducer | ea |  | 291.18 | 0
| 200*100mm DICL FL Reducer | ea |  | 330 | 0
| 150*100mm DICL FL Reducer | ea |  | 156 | 0
| 150mm DICL FL * SP Adapter | ea |  | 106.24 | 0
| 100mm DICL FL * SP Adapter | ea |  | 70.59 | 0
| 200mm DICL FL 90Deg Bend | ea |  | 516.35 | 0
| 150mm DICL FL 90Deg Bend | ea |  | 198.88 | 0
| 100mm DICL FL 90Deg Bend | ea |  | 108.71 | 0
| 200mm DICL FL TEE | ea |  | 672.65 | 0
| 150mm DICL FL TEE | ea |  | 228.24 | 0
| 100mm DICL FL TEE | ea |  | 128.24 | 0
| 200*150*200 DICL FL TEE | ea |  | 536.76 | 0
| 200*100*200 DICL FL TEE | ea |  | 576.47 | 0
| 150-100-150 DICL FL TEE | ea |  | 198.82 | 0
| 200mm DICL FL Pipe @ 1000 | ea |  | 898.82 | 0
| 200mm DICL FL Pipe @ 600 | ea |  | 640 | 0
| 200mm DICL FL Pipe @ 300 | ea |  | 355.29 | 0
| 150mm DICL FL Pipe @ 1000 | ea |  | 534.41 | 0
| 150mm DICL FL Pipe @ 600 | ea |  | 280 | 0
| 150mm DICL FL Pipe @ 450 | ea |  | 236.47 | 0
| 150mm DICL FL Pipe @ 300 | ea |  | 178.8 | 0
| 100mm DICL FL Pipe @ 1000 | ea |  | 362.35 | 0
| 100mm DICL FL Pipe @ 600 | ea |  | 144.71 | 0
| 100mm DICL FL Pipe @ 450 | ea |  | 135.88 | 0
| 100mm DICL FL Pipe @ 300 | ea |  | 76.47 | 0
| 150mm DICL FL Deadplate | ea |  | 67.65 | 0
| 100mm DICL FL Deadplate | ea |  | 43.53 | 0
|  | 0 |  | 0 | 0
| 200mm PE*DI Gasket Kit Complete | ea |  | 67.06 | 0
| 200mm DI*DI Gasket Kit Complete | ea |  | 46.71 | 0
| 150mm PE*DI Gasket Kit Complete | ea |  | 60 | 0
| 150mm DI*DI Gasket Kit Complete | ea |  | 42.35 | 0
| 100mm PE*DI Gasket Kit Complete | ea |  | 24.71 | 0
| 100mm DI*DI Gasket Kit Complete | ea |  | 20 | 0
|  | 0 |  | 0 | 0
| 150mm SS Gibault Adapter Coupling | ea |  | 108.71 | 0
| 100mm SS Gibault Adapter Coupling | ea |  | 87.06 | 0
| 180mm PE GRIPPER Adapter Coupling | ea |  | 305.88 | 0
| 125mm PE GRIPPER Adapter Coupling | ea |  | 182.35 | 0
| 180mm PE GRIPPER * 150FL Adapter Coupling | ea |  | 229.41 | 0
| 125mm PE GRIPPER * 100FL Adapter Coupling | ea |  | 152.94 | 0
| 180mm PE GRIPPER Sluice Valve | ea |  | 690 | 0
| 125mm PE GRIPPER Sluice Valve | ea |  | 408.47 | 0
|  | 0 |  | 0 | 0
| Detectable Tape - Fire x 250m | ea |  | 90 | 0
| Alcohol Weld Wipes | ea |  | 13.5 | 0
| Denzo Tape 100mm roll | ea |  | 27.14 | 0
| Black over-wrap tape - roll | ea |  | 27.14 | 0
0
| FIRE SERVICES - ABOVE GROUND |  |  |  | 0
| Description | Unit
| 150mm MED DUTY Galv Pipe | m |  | 43.8462 | 0
| 100mm MED DUTY Galv Pipe w/RG Ends | m |  | 28.4615 | 0
| 100mm Class B Copper Pipe | m |  | 106.2417 | 0
| 25mm Class B Copper Pipe | m |  | 59.82 | 0
|  | 0 |  | 0 | 0
| 150mm Galv RG Coupling | ea |  | 12.83 | 0
| 100mm Galv RG Coupling | ea |  | 7.55 | 0
| 150mm Galv RG TEE | ea |  | 35.5 | 0
| 100mm Galv RG TEE | ea |  | 16.93 | 0
| 150mm Galv RG BEND 90Deg | ea |  | 22.85 | 0
| 100mm Galv RG BEND 90Deg | ea |  | 10.62 | 0
| 150mm Galv RG BEND 45Deg | ea |  | 23.5 | 0
| 100mm Galv RG BEND 45Deg | ea |  | 11.4 | 0
| 150mm Galv RG x 100mm FLANGE Adapt | ea |  | 30.75 | 0
| 100mm Galv RG x 100mm FLANGE Adapt | ea |  | 23.21 | 0
| 150mm RG Butterfly Valve Geared Wheel | ea |  | 217.8 | 0
| 100mm RG Butterfly Valve Geared Wheel | ea |  | 169.4 | 0
|  | 0 |  | 0 | 0
| 150mm H-Pattern Booster Assembly Complete | ea |  | 2350 | 0
| Booster Cabinet - Compl with doors and stickers | ea |  | 1155 | 0
|  | 0 |  | 0 | 0
| 100mm Dual Pillar Hydrant Complete_ Flanged Base 1500 High w/landing Valves | ea |  | 365 | 0
| 100mm Dual Pillar Hydrant Complete_ RG Base 1500 High w/landing Valves_OPTION | ea |  | 365 | 0
| 65mm RG Landing Valve | ea |  | 90 | 0
| Red caps and chain - suit 65mm QLD Landing valve | ea |  | 5 | 0
| 36m Fire Hose Reel w/25mm isolation valve | ea |  | 125 | 0
| 25mm Isolation Ball Valve (for fire hose reel) valve only, with hose nozzle latch | ea |  | 39 | 0
|  | 0 |  | 0 | 0
| 150mm FL Testable Double Check Valve - Compl. w/Valves | ea |  | 3100.7 | 0
| 150mm FL RPZD Valve - Compl. w/Valves | ea |  | 4237.09 | 0
|  | 0 |  | 0 | 0
| 100mm FL Levered Butterfly Vlave | ea |  | 114.44 | 0
| 100mm Copper Crimp - TEE | ea |  | 219.36 | 0
| 100mm Copper Crimp - 90Deg Bend | ea |  | 135.09 | 0
| 100mm Copper Crimp - 45Deg Bend | ea |  | 125.77 | 0
| 100mm Copper Crimp - Straight Socket | ea |  | 83.25 | 0
| 100mm Copper Crimp - 100mm FL Adapter | ea |  | 52.25 | 0
| 80mm Copper Crimp - TEE | ea |  | 175.66 | 0
| 100mm*80mm Copper Crimp - REDUCER | ea |  | 164.08 | 0
|  | 0 |  | 0 | 0
| 32mm Fi Lockable Ball Valve | ea |  | 77.95 | 0
| 32mm Cu Crimp * 32mi Adapt | ea |  | 17.16 | 0
| 32mm Cu Crimp Coupling Straight | ea |  | 7.23 | 0
| 32mm Cu Crimp 90Deg Bend | ea |  | 14.31 | 0
| 32mm Cu Crimp 45Deg Bend | ea |  | 16.24 | 0
| 32mm*25mm Cu Crimp Reducer | ea |  | 14.36 | 0
| 25mm Fi Lockable Ball Valve | ea |  | 46.94 | 0
| 25mm Cu Crimp * 25mi Adapt | ea |  | 8.46 | 0
| 25mm Cu Crimp Coupling Straight | ea |  | 5.74 | 0
| 25mm Cu Crimp 90Deg Bend | ea |  | 7.7 | 0
| 25mm Cu Crimp 45Deg Bend | ea |  | 10.19 | 0
|  | 0 |  | 0 | 0
| 150mm Galv 2 Piece Weld-nut Bracket M12 | ea |  | 5.86 | 0
| 100mm Galv 2 Piece Weld-nut Bracket M12 | ea |  | 4.41 | 0
| 150 Galv 2 Piece Channel Clip | ea |  | 5.36 | 0
| 100 Galv 2 Piece Channel Clip | ea |  | 4.4 | 0
| 12mm Galv Threaded Rod | ea |  | 10.64 | 0
| Galv Braced Counter Lever Bracket - 450Long | ea |  | 20 | 0
| 003 Padlock | ea |  | 19.5 | 0
| 100mm DI*DI Gasket Kit Complete | ea |  | 20 | 0
FIRE SERVICES - Misc.
Description
| Decommisioning Material | ea |  | 1388 | 0
| Electrofusion PE Welder 25-250mmPE. Please detail Spec | ea |  | 0 | 0
| PE Butt Welder. Automatic. 125-250mmPE. Please detail Spec - HIRE | WEEK |  | 450 | 0
| Hand Roll Groover. 65-150mm. | ea |  | 0 | 0
| Delivery - To Rockhampton PIPE LENGTHS as quoted | ea |  | 2178.48 | 0
| Delivery - To Rockhampton Standard/Palletised items | ea |  | 2178.48 | 0
POTABLE WATER_MAINS & R'Ins
Description
| 125 HDPE PN16 SDR11 - BLUELINE | m |  | 34.5 | 0
| 75 HDPE PE100 PN 16 -Blueline | m |  | 12.31 | 0
| 63 HDPE PE100 PN 16 -Blueline | m |  | 9.66 | 0
| 63 HDPE PN12.5 SDR11 - BLUELINE | m |  | 4.63 | 0
| 50 HDPE PE100 PN 16 - BLUELINE | m |  | 5.4 | 0
| 40 HDPE PE100 PN16 Blue Line | m | 4 | 4.4 | 17.6
| 40 HDPE PN12.5 SDR11 - BLUELINE | m |  | 2.3621 | 0
| 32 HDPE PE100 PN 16 -Blueline | m |  | 2.1 | 0
| 25 HDPE PE100 PN16 - BLUELINE | m |  | 1.22 | 0
| 25 HDPE PN12.5 SDR11 - BLUELINE | m |  | 2.43 | 0
| EF COUPLER 125MM (EA) | m |  | 22 | 0
| TEE EQUAL PE100 E/F 125MM | ea |  | 57.75 | 0
| TEE PE100 E/F 125*63MM | ea |  | 139 | 0
| EF REDUCER 125 X 90MM | ea |  | 104.15 | 0
| EF REDUCER 125 X 63MM | ea |  | 26.1 | 0
| EF REDUCER 75 X 63MM | ea |  | 37.5 | 0
| EF REDUCER 63 X 50MM | ea |  | 35.93 | 0
| EF REDUCER 50 X 40MM | ea |  | 35 | 0
| EF REDUCER 40 X 32MM | ea |  | 35 | 0
| EF REDUCER 40 X 25MM | ea |  | 35 | 0
| EF REDUCER 32 X 25MM | ea |  | 20 | 0
| ELBOW PE100 E/F 125MM X 45D | ea |  | 50 | 0
| ELBOW PE100 E/F 125MM X 90D | ea |  | 54 | 0
| HDPE 63MM X 90 D ELBOW | ea |  | 15.55 | 0
| HDPE 50MM X 90 D ELBOW | ea |  | 15 | 0
| HDPE 40MM X 90 D ELBOW | ea |  | 10.87 | 0
| Reducing Tee 125mm x 90mm | ea |  | 55 | 0
| Reducing Tee 125mm x 32mm | ea |  | 55 | 0
| Reducing Tee 75mm x 63mm | ea |  | 35 | 0
| Reducing Tee 75mm x 50mm | ea |  | 35 | 0
| Reducing Tee 75mm x 32mm | ea |  | 35 | 0
| Reducing Tee 63mm x 50mm | ea |  | 35 | 0
| Reducing Tee 63mm x 32mm | ea |  | 35 | 0
| Reducing Tee 50mm x 40mm | ea |  | 35 | 0
| Reducing Tee 40mm x 25mm | ea |  | 35 | 0
| Reducing Tee 32mm x 25mm | ea |  | 35 | 0
| EF Reducer 50mm x 25mm | ea |  | 26 | 0
| 50mm Tee | ea |  | 35 | 0
| 40mm Tee | ea |  | 10.87 | 0
| 32mm Tee | ea |  | 35 | 0
| HDPE 32mm X 90 D ELBOW | ea |  | 20 | 0
| HDPE 25mm X 90 D ELBOW | ea |  | 20 | 0
| HDPE 25mm X 45 D ELBOW | ea |  |  | 0
| 25mm Tee | ea |  | 35 | 0
| PE MAXI STUB FLANGE W/SS BK RING 125X 4" (EA) | ea |  | 102.5 | 0
| SLUICE VALVE PN16 T/D ACC FLNGD 100MM | ea |  | 235 | 0
| Valve Box - Cast Iron - Rectangle - Large - HD | ea |  | 100 | 0
| SADDLE TAPPING EF 125PE X 25PE | ea |  | 47.41 | 0
| SADDLE TAPPING EF 125PE X 32PE | ea |  | 41.69 | 0
| SADDLE TAPPING EF 125PE X 63PE | ea |  | 85.55 | 0
|  | ea |  |  | 0
| Detectable WATER Marker Tape - 250m | ea |  | 70 | 0
| WIPES WELDING PLASSON XL (120 PK) | ea |  | 19 | 0
| Paint Pen - WHITE | ea |  | 16 | 0
0
| 100 Cu Above Grnd | m |  | 46.5 | 0
| 50 Cu Above Grnd | m |  | 32 | 0
| 32 Cu Above Grnd | m | 10 | 19.98 | 199.8
| 32mm x25mm reducing tee | ea | 2 | 21.5 | 43
| 25 Cu Above Grnd | m | 27 | 17.52 | 473.04
| B-PRESS WATER EQUAL TEE 32MM (EA) | ea | 1 | 15 | 15
| B-PRESS WATER ELBOW 90DEG X 25MM (EA) | ea |  | 7.17 | 0
| B-PRESS WATER EQUAL TEE 25MM (EA) | ea | 7 | 10.06 | 70.42
| 20 Cu Above Grnd | m | 1 | 9.785 | 9.785
| B-PRESS WATER EQUAL TEE 20MM (EA) | ea |  | 5.61 | 0
| 50mm Cu 10mm Nut Clip | ea |  | 1.4 | 0
| 32mm Cu 10mm Nut Clip | ea |  | 1.38 | 0
| 25mm Cu 10mm Nut Clip | ea |  | 1.32 | 0
| 20mm Cu 10mm Nut Clip | ea |  | 1.24 | 0
| 10mm Zinc Threaded Rod | m |  | 5.1 | 0
| Kembla copper WATER ELBOW 90DEG X 32MM (EA) | EA | 1 | 14.31 | 14.31
| Kembla copper WATER ELBOW 90DEG X 25MM | ea | 15 | 7.17 | 107.55
| Kembla copper WATER ELBOW 90DEG X 20MM | ea | 2 | 3.76 | 7.52
0
| B-PRESS WATER REDUCING COUP 25X20MM (EA) | ea | 1 | 11.86 | 11.86
0
| 32mm Poly to 32mm Copper B Press Adapter | ea | 1 | 25 | 25
HIDDEN |  |  |  |  | 0
| 63mm E/F PE 90 Deg Elb |  |  |  | 0
| 63mm E/F PE 45 Deg Elb | ea |  | 13.5 | 0
| 63mm E/F PE TEE | ea |  | 13.5 | 0
| 63x40x63 E/F PE TEE | ea |  | 9.5 | 0
| 63x32x63 E/F PE TEE | ea |  | 18.5 | 0
| 63x25x63 E/F PE TEE | ea |  | 18.5 | 0
| 63mm E/F PE Coupling | ea |  | 6 | 0
| 63x40 E/F PE Reducer Coupling | ea |  | 5.5 | 0
| 63x32 E/F PE Reducer Coupling | ea |  | 17.5 | 0
| 63x25 E/F PE Reducer Coupling | ea |  | 16.5 | 0
| 63PEx50Fi E/F PE Adapter | ea |  | 2.5 | 0
| 63PEx50Mi E/F PE Adapter | ea |  | 43.5 | 0
| 63PEx50Fi E/F PE Tramsiton Union | ea |  | 43.5 | 0
| 63PEx50Mi E/F PE Transition Union | ea |  | 45.5 | 0
| 40mm E/F PE 90 Deg Elb | ea |  | 76 | 0
| 40mm E/F PE 45 Deg Elb | ea |  | 11.5 | 0
| 40mm E/F PE TEE | ea |  | 11.5 | 0
| 40x32x40 E/F PE TEE | ea |  | 12 | 0
| 40x25x40 E/F PE TEE | ea |  | 18.5 | 0
| 40mm E/F PE Coupling | ea |  | 19.5 | 0
| 40x32 E/F PE Reducer Coupling | ea |  | 4.5 | 0
| 40x25 E/F PE Reducer Coupling | ea |  | 10.5 | 0
| 40PEx32Fi E/F PE Adapter | ea |  | 14.5 | 0
| 40PEx32Mi E/F PE Adapter | ea |  | 28.5 | 0
| 40PEx32Fi E/F PE Tramsiton Union | ea |  | 29.5 | 0
| 40PEx32Mi E/F PE Transition Union | ea |  | 36 | 0
| 32mm E/F PE 90 Deg Elb | ea |  | 54 | 0
| 32mm E/F PE 45 Deg Elb | ea |  | 10.5 | 0
| 32mm E/F PE TEE | ea |  | 10 | 0
| 32x25x32 E/F PE TEE | ea |  | 5.5 | 0
| 32mm E/F PE Coupling | ea |  | 18 | 0
| 32x25 E/F PE Reducer Coupling | ea |  | 4.5 | 0
| 32PEx25Fi E/F PE Adapter | ea |  | 6.5 | 0
| 32PEx25Mi E/F PE Adapter | ea |  | 25.5 | 0
| 32mm E/F PE End Cap | ea |  | 22.5 | 0
| 32mm E/F PE End Plug | ea |  | 8.5 | 0
| 25mm E/F PE 90 Deg Elb | ea |  | 6.5 | 0
| 25mm E/F PE 45 Deg Elb | ea |  | 10.5 | 0
| 25mm E/F PE TEE | ea |  | 0 | 0
| 25mm E/F PE Coupling | ea |  | 4.5 | 0
| 25PEx25Fi E/F PE Adapter | ea |  | 4 | 0
| 25PEx25Mi E/F PE Adapter | ea |  | 17 | 0
| 25PEx20Fi E/F PE Adapter | ea |  | 17.5 | 0
| 25PEx20Mi E/F PE Adapter | ea |  | 4.5 | 0
| 25mm E/F PE End Cap | ea |  | 2 | 0
| 25mm E/F PE End Plug | ea |  | 8.5 | 0
HIDDEN |  | ea |  | 4 | 0
| 100mm CU Crimp 90 DEG FxF Elbow |  |  |  | 0
| 100mm CU Crimp 45 DEG FxF Elbow | ea |  | 137 | 0
| 100mm CU Crimp Tee | ea |  | 139.5 | 0
| 100x50x100 CU Crimp Tee | ea |  | 183 | 0
| 100x50 CU Crimp Reducer | ea |  | 184.5 | 0
| 100mm CU Crimp Repair Coupling | ea |  | 56 | 0
| 100mm CU Crimp Coupling | ea |  | 103 | 0
| 100Cu x 100Flange CU Crimp Coupling | ea |  | 95 | 0
| 50mm CU Crimp 90 DEG FxF Elbow | ea |  | 45.02 | 0
| 50mm CU Crimp 45 DEG FxF Elbow | ea |  | 33.5 | 0
| 50mm CU Crimp Tee | ea |  | 33 | 0
| 50x40x50 CU Crimp Tee | ea |  | 60.5 | 0
| 50x40x40 CU Crimp Tee | ea |  | 61 | 0
| 50x32x50 CU Crimp Tee | ea |  | 65 | 0
| 50x32x32 CU Crimp Tee | ea |  | 65 | 0
| 50x32x40 CU Crimp Tee | ea |  | 65 | 0
| 50x25x50 CU Crimp Tee | ea |  | 65 | 0
| 50x20x50 CU Crimp Tee | ea |  | 45 | 0
| 50x15x50 CU Crimp Tee | ea |  | 55 | 0
| 50x40 CU Crimp Reducer | ea |  | 55 | 0
| 50x32 CU Crimp Reducer | ea |  | 21.5 | 0
| 50x25 CU Crimp Reducer | ea |  | 25 | 0
| 50x20 CU Crimp Reducer | ea |  | 22 | 0
| 50x15 CU Crimp Reducer | ea |  | 22 | 0
| 50Cu x 50Mi CU Crimp Adapter | ea |  | 22 | 0
| 50Cu x 50Fi CU Crimp Adapter | ea |  | 78 | 0
| 50mm CU Crimp Repair Coupling | ea |  | 89 | 0
| 50mm CU Crimp Coupling | ea |  | 21 | 0
| 50Cu x 50Flange CU Crimp Coupling | ea |  | 21 | 0
| 50mm CU Crimp Cap | ea |  | 0 | 0
| 50Cu x W69/Barrell Barrell Union CU Crimp | ea |  | 0 | 0
| 40mm CU Crimp 90 DEG FxF Elbow | ea |  | 0 | 0
| 40mm CU Crimp 45 DEG FxF Elbow | ea |  | 0 | 0
| 40mm CU Crimp 90 DEG MxF Elbow | ea |  | 0 | 0
| 40mm CU Crimp 45 DEG MxF Elbow | ea |  | 0 | 0
| 40mm CU Crimp Tee | ea |  | 0 | 0
| 40x32x40 CU Crimp Tee | ea |  | 0 | 0
| 40x32x32 CU Crimp Tee | ea |  | 0 | 0
| 40x32x25 CU Crimp Tee | ea |  | 0 | 0
| 40x25x40 CU Crimp Tee | ea |  | 0 | 0
| 40x25x20 CU Crimp Tee | ea |  | 0 | 0
| 40x20x40 CU Crimp Tee | ea |  | 0 | 0
| 40x15x40 CU Crimp Tee | ea |  | 0 | 0
| 40x32 CU Crimp Reducer | ea |  | 0 | 0
| 40x25 CU Crimp Reducer | ea |  | 0 | 0
| 40x20 CU Crimp Reducer | ea |  | 0 | 0
| 40x15 CU Crimp Reducer | ea |  | 0 | 0
| 40Cu x 40Mi CU Crimp Adapter | ea |  | 0 | 0
| 40Cu x 40Fi CU Crimp Adapter | ea |  | 0 | 0
| 40mm CU Crimp Repair Coupling | ea |  | 0 | 0
| 40mm CU Crimp Coupling | ea |  | 0 | 0
| 40Cu x 40Flange CU Crimp Coupling | ea |  | 0 | 0
| 40mm CU Crimp Cap | ea |  | 0 | 0
| 40Cu x W69/Barrell Barrell Union CU Crimp | ea |  | 0 | 0
| 32mm CU Crimp 90 DEG FxF Elbow | ea |  | 0 | 0
| 32mm CU Crimp 45 DEG FxF Elbow | ea |  | 0 | 0
| 32mm CU Crimp 90 DEG MxF Elbow | ea |  | 0 | 0
| 32mm CU Crimp 45 DEG MxF Elbow | ea |  | 0 | 0
| 32mm CU Crimp Tee | ea |  | 0 | 0
| 32x25x32 CU Crimp Tee | ea |  | 18.54 | 0
| 32x25x20 CU Crimp Tee | ea |  | 0 | 0
| 32x20x32 CU Crimp Tee | ea |  | 0 | 0
| 32x20x20 CU Crimp Tee | ea |  | 18.35 | 0
| 32x20x15 CU Crimp Tee | ea |  | 0 | 0
| 32x15x32 CU Crimp Tee | ea |  | 0 | 0
| 32x15x25 CU Crimp Tee | ea |  | 0 | 0
| 32x15x20 CU Crimp Tee | ea |  | 0 | 0
| 32x15x15 CU Crimp Tee | ea |  | 0 | 0
| COUPLING RED CU KEMPRESS WATER 32MM X 25MM | ea |  | 0 | 0
| 32x20 CU Crimp Reducer | ea |  | 16.33 | 0
| 32x15 CU Crimp Reducer | ea |  | 0 | 0
| 32Cu x 32Mi CU Crimp Adapter | ea |  | 0 | 0
| 32Cu x 32Fi CU Crimp Adapter | ea |  | 0 | 0
| 32mm CU Crimp Repair Coupling | ea |  | 0 | 0
| 32mm CU Crimp Coupling | ea |  | 0 | 0
| 32mm CU Crimp Cap | ea |  | 0 | 0
| 32Cu x W69/Barrell Barrell Union CU Crimp | ea |  | 0 | 0
| 25mm CU Crimp 90 DEG FxF Elbow | ea |  | 0 | 0
| 25mm CU Crimp 45 DEG FxF Elbow | ea |  | 0 | 0
| 25mm CU Crimp 90 DEG MxF Elbow | ea |  | 0 | 0
| 25mm CU Crimp 45 DEG MxF Elbow | ea |  | 0 | 0
| 25mm CU Crimp Tee | ea |  | 0 | 0
| 25x20x25 CU Crimp Tee | ea |  | 0 | 0
| 25x20x20 CU Crimp Tee | ea |  | 0 | 0
| 25x20x15 CU Crimp Tee | ea |  | 0 | 0
| 25x15x25 CU Crimp Tee | ea |  | 0 | 0
| 25x15x20 CU Crimp Tee | ea |  | 0 | 0
| 25x15x15 CU Crimp Tee | ea |  | 0 | 0
| 25x20 CU Crimp Reducer | ea |  | 0 | 0
| 25x15 CU Crimp Reducer | ea |  | 0 | 0
| 25Cu x 25Mi CU Crimp Adapter | ea |  | 0 | 0
| 25Cu x 25Fi CU Crimp Adapter | ea |  | 0 | 0
| 25mm CU Crimp Repair Coupling | ea |  | 0 | 0
| 25mm CU Crimp Coupling | ea |  | 0 | 0
| 25mm CU Crimp Cap | ea |  | 0 | 0
| 25Cu x W69/Barrell Barrell Union CU Crimp | ea |  | 0 | 0
| 20mm CU Crimp 90 DEG FxF Elbow | ea |  | 0 | 0
| 20mm CU Crimp 45 DEG FxF Elbow | ea |  | 0 | 0
| 20mm CU Crimp 90 DEG MxF Elbow | ea |  | 0 | 0
| 20mm CU Crimp 45 DEG MxF Elbow | ea |  | 0 | 0
| 20mm CU Crimp Tee | ea |  | 0 | 0
| 20x15x20 CU Crimp Tee | ea |  | 5.61 | 0
| 20x15x15 CU Crimp Tee | ea |  | 0 | 0
| 20x15 CU Crimp Reducer | ea |  | 0 | 0
| 20Cu x 20Mi CU Crimp Adapter | ea |  | 0 | 0
| 20Cu x 20Fi CU Crimp Adapter | ea |  | 0 | 0
| 20mm CU Crimp Repair Coupling | ea |  | 0 | 0
| 20mm CU Crimp Coupling | ea |  | 0 | 0
| 20mm CU Crimp Cap | ea |  | 0 | 0
| 20Cu x W69/Barrell Barrell Union CU Crimp | ea |  | 0 | 0
| 15mm CU Crimp 90 DEG FxF Elbow | ea |  | 0 | 0
| 15mm CU Crimp 45 DEG FxF Elbow | ea |  | 0 | 0
| 15mm CU Crimp 90 DEG MxF Elbow | ea |  | 0 | 0
| 15mm CU Crimp 45 DEG MxF Elbow | ea |  | 0 | 0
| 15mm CU Crimp Tee | ea |  | 0 | 0
| 15Cu x 15Mi CU Crimp Adapter | ea |  | 0 | 0
| 15Cu x 15Fi CU Crimp Adapter | ea |  | 0 | 0
| 15Cu Fi BP, wall elbow | ea |  | 0 | 0
| 15Cu Mi BP, Wall elbow - 90 Long | ea |  | 0 | 0
| 15Cu Mi BP, Wall elbow - 120+ Long | ea |  | 0 | 0
| 15mm CU Crimp Repair Coupling | ea |  | 0 | 0
| 15mm CU Crimp Coupling | ea |  | 0 | 0
| 15mm CU Crimp Cap | ea |  | 0 | 0
| 15Cu x W69/Barrell Barrell Union CU Crimp | ea |  | 0 | 0
| 50mm Ball Valve Fi | ea |  | 0 | 0
| 40mm Ball Valve Fi | ea |  | 0 | 0
| 32mm Ball Valve Fi | ea |  | 0 | 0
| 25mm Ball Valve Fi | ea |  | 26.25 | 0
| 20mm Ball Valve Fi | ea |  | 0 | 0
| 15mm Ball Valve Fi | ea |  | 0 | 0
| 50mm Mi BRS Nipple | ea |  | 0 | 0
| 50mm Fi BRS Socket | ea |  | 0 | 0
| 50mm Mi BRS Union | ea |  | 0 | 0
| 50mm Fi BRS Union | ea |  | 0 | 0
| 50mm BRS Plug | ea |  | 0 | 0
| 50mm BRS Cap | ea |  | 0 | 0
| 40mm Mi BRS Nipple | ea |  | 0 | 0
| 40mm Fi BRS Socket | ea |  | 0 | 0
| 40mm Mi BRS Union | ea |  | 0 | 0
| 40mm Fi BRS Union | ea |  | 0 | 0
| 40mm BRS Plug | ea |  | 0 | 0
| 40mm BRS Cap | ea |  | 0 | 0
| 32mm Mi BRS Nipple | ea |  | 0 | 0
| 32mm Fi BRS Socket | ea |  | 0 | 0
| 32mm Mi BRS Union | ea |  | 0 | 0
| 32mm Fi BRS Union | ea |  | 0 | 0
| 32mm BRS Plug | ea |  | 0 | 0
| 32mm BRS Cap | ea |  | 0 | 0
| 25mm Mi BRS Nipple | ea |  | 0 | 0
| 25mm Fi BRS Socket | ea |  | 0 | 0
| 25mm Mi BRS Union | ea |  | 0 | 0
| 25mm Fi BRS Union | ea |  | 0 | 0
| 25mm BRS Plug | ea |  | 0 | 0
| 25mm BRS Cap | ea |  | 0 | 0
|  | ea |  | 0 | 0
| 20mm pex Pipe - Black | m | 19 | 2.17 | 41.23
| 20mm pex Pipe - Red | m | 6 | 2.3 | 13.8
| 15mm Pex pipe - Black | m |  | 0 | 0
| 15mm Pex pipe - Red | ea |  | 0 | 0
| 20 pex Elbow | ea | 16 | 5.15 | 82.4
| 20 Pex TEE | ea | 7 | 7.49 | 52.43
| 20x15 Pex TEE | ea |  | 0 | 0
| 20 PEX Mi Adapter | ea |  | 0 | 0
| 20 PEX Fi Adapter | ea |  | 0 | 0
| 20x15 Pex Reducer | ea |  | 0 | 0
| PEX - 32 Cu Crimp Adapter | ea | 2 | 20 | 40
| PEX - 25 Cu Crimp Adapter | ea | 1 | 14 | 14
| 20 PEXxCU Crimp conversion coupling | ea | 1 | 10.05 | 10.05
| 20 PEX Straight coupling | ea |  | 0 | 0
| 15 Pex Elbow | ea |  | 0 | 0
| 15 Pex TEE | ea |  | 0 | 0
| 15 PEXMi Adapter | ea |  | 0 | 0
| 15 PEX Fi Adapter | ea |  | 0 | 0
| 15 PEX Fi BP, wall elbow | ea |  | 0 | 0
| 15 PEX Mi BP, Wall elbow - 90 Long | ea |  | 0 | 0
| 15 PEX Mi BP, Wall elbow - 120+ Long | ea |  | 0 | 0
| 15 PEXxCU Crimp conversion coupling | ea |  | 0 | 0
| 15 PEX Straight coupling | ea |  | 0 | 0
|  | ea |  | 0 | 0
| Hose Taps Complete | ea | 1 | 56 | 56
| 100 FL DICL SLUICE VALVE | ea |  | 202.94 | 0
| 125PE*4" (100mm) - MaxiStub W/Stainless Steel Backing Ring | ea |  | 92.67 | 0
| 100mm PE*DI Gasket Kit Complete Parts & Labour | ea |  | 24.71 | 0
| 100mm DI*DI Gasket Kit Complete | ea |  | 20 | 0
| Valve Spindle Riser - 600Long | ea |  | 136.94 | 0
| 100mm Dual Pillar Hydrant Complete_ RG Base 1500 High w/landing Valves_OPTION | ea |  | 365 | 0
| 125mm PE x 100mm GALV ADAPTER - Acutech Brand | ea |  | 201.43 | 0
| Red caps and chain - suit 65mm QLD Landing valve | ea |  | 5 | 0
| RPZD 32mm | ea |  | 853 | 0
| RPZD 20mm | ea |  | 503 | 0
| RPZD 100mm | ea |  | 1809.63 | 0
| Office - Water & Rough IN | ea |  | 1650 | 0
| Ofice - NOGINS & Fixings | ea |  | 160 | 0
| Safety shr fittings | ea |  | 750 | 0
| In Grnd Fittings misc | ea |  | 450 | 0
| Abv Grnd Fittings misc | ea |  | 1250 | 0
| HWU quickie kit | ea |  | 190 | 0
| TMV | ea |  | 412.59 | 0
| 20mm Isolavtive valve | ea |  | 50 | 0
| 450 SQ PIT | ea |  | 30 | 0
| Dock Office Water Mat | ea |  | 1850 | 0
| 25mm RPZD | ea |  | 1800 | 0
| misc. | ea |  | 3800 | 0
| 150mm isolation valve in valve pit (connect to authority watermain ) | ea |  | 371.37 | 0
| 25mm DCW Isolation vlave in valve pit with path box cover | ea |  | 469.04 | 0
| 32 domestic watre meter assembly | ea | 1 | 949 | 949
| 25mm water meter in tamper steel cage with isolative valves in both side | ea |  | 659.8 | 0
| TMV in Box | ea | 1 | 587.96 | 587.96
| 100 mm Water meter | ea |  | 641.58 | 0
| 63 Valve in Pit | ea |  | 80 | 0
| 32 valve in pit | ea |  | 50 | 0
| 50mm control valve | ea |  | 31.71 | 0
| TLV under basin | ea |  | 146.09 | 0
| AUTOMATIC TRAP PRIMER | ea |  | 99.49 | 0
SEWER DRAINAGE -
Description
| PIPE DWV PVC S/WELD 150MM - In Grnd | m |  | 14.49 | 0
| PIPE DWV SN8 PVC S/WELD 100MM | m | 62 | 9.5496 | 592.0752
| 150MM * 45D PVC JUNCTION | ea |  | 9.66 | 0
| 100MM * 45D PVC JUNCTION | ea | 22 | 4.7886 | 105.3492
| 150MM X 100MM 45D PVC JUNCTION | ea |  | 13.8 | 0
| 100*50 PVC DWV JUNCTION | ea |  | 6.5274 | 0
| 100MM * 65 PVC PVC JUNCTION | ea |  | 8.5974 | 0
| 150MM X 45 Deg Bend | ea |  | 6.9 | 0
| 150MM X 90 Deg Bend | ea |  | 6.9 | 0
| 100MM X 90Deg Bend | ea | 21 | 2.5668 | 53.9028
| 100MM X 45Deg Bend | ea | 21 | 2.3308 | 48.9472
| DWV PIPE REDUCER 150X100mm | ea |  | 5.52 | 0
| DWV PIPE REDUCER 100 X 65mm | ea | 1 | 5 | 5
| DWV PIPE REDUCER 100 X 50mm | ea | 1 | 2.6772 | 2.6772
| PIPE DWV PVC S/WELD 100MM - In Grnd | m |  | 6.9 | 0
| PIPE DWV PVC S/WELD 65MM - In Grnd | m |  | 5.52 | 0
| 63 HDPE PN12.5 SDR11 - BLACK or CREAM - In Grnd | m |  | 8.7354 | 0
| PIPE DWV PVC S/WELD 50mm | m | 7 | 3.726 | 26.082
| PIPE DWV PVC S/WELD 40mm | m |  | 2.898 | 0
| DWV BEND 65X 90 DEG | ea |  | 2.3322 | 0
| DWV BEND 40 X 85 DEG | ea |  | 4.14 | 0
| DWV BEND 50 X 45 DEG | ea | 2 | 0.9384 | 1.8768
| DWV BEND 50 X85 DEG | ea | 4 | 11.7162 | 46.8648
| 50mm Condensate INSULATION | m |  | 14 | 0
| 100mm Condensate INSULATION | m |  | 6 | 0
0
| 150mm - Gas Tight H/D Cast Iron Clearout (Peepeye) | ea | 6 | 40 | 240
| 150mm Clear Out Cover - L/D - Brass | ea | 6 | 30 | 180
| 100mm - Gas Tight H/D Cast Iron Clearout (Peepeye) | ea |  | 33 | 0
| 100mm Clear Out Cover - L/D - Brass | ea |  | 23.26 | 0
| 100 mm Inspection Opening | ea |  | 50 | 0
| 100mm Trapped point - 100mm Gully Trap | ea |  | 7.65 | 0
| FWG - 100mm Gully Trap | ea |  | 7.65 | 0
| FWG - 100mm 4-way Riser | ea | 2 | 13.59 | 27.18
| FWG - Grate - Tile Insert 100*100 Chrome Plated | ea |  | 0 | 0
| In-Wall TD & View Panel - SS | ea | 2 | 75 | 150
0
| 100mm PVC 10mm nut hanging clip | ea |  | 2 | 0
| 50mm PVC 10mm nut hanging clip | ea |  | 1.5 | 0
| 10mm Zinc Threaded Rod | m |  | 0 | 0
0
| Glue - Blue - 4Ltr | ea |  | 26.4 | 0
| Primer - Red - 4Ltr | ea |  | 23 | 0
| Detectable SEWER Marker Tape - 250m | ea |  | 75 | 0
| 100mm AbleFlex Roll | ea |  | 22 | 0
| Concrete Mix bag | ea |  | 10 | 0
0
| External Sewer Mains fitting | ea |  | 520 | 0
| Vents Complete | ea |  | 230 | 0
| Office Drainage mat | ea |  | 2800 | 0
| Dock Office Drainage Mat | ea |  | 950 | 0
| misc. | ea |  | 1250 | 0
| Overflow Gully | ea | 1 | 200 | 200
| COS | ea |  | 120 | 0
| Tundish | ea |  | 61.33 | 0
| SIVEL EXPANSION JOINT | ea | 1 | 100 | 100
| FWG | ea | 3 | 250 | 750
| Fire Collars & Misc | ea |  | 300 | 0
| plaster /slip trap | ea |  | 1200 | 0
Vent
| DWV PVC PIPE 65MM SN 6 | m | 2 | 5.25 | 10.5
| DWV BEND 65X90 DEG | ea | 1 | 3 | 3
| DWV BEND 65 X 45 DEG | ea | 1 | 2.5 | 2.5
STORMWATER DRAINAGE
Description
| PIPE 600MM - RIBBED | m |  | 165.6 | 0
| PIPE 450MM - RIBBED | m |  | 89.7 | 0
| PIPE 375MM - RIBBED BLACK MAX | m |  | 66.24 | 0
| PIPE 300MM - RIBBED BLACK MAX | m |  | 0 | 0
| PIPE DWV SN8 PVC S/WELD 375MM | m |  | 85.1046 | 0
| PIPE DWV SN8 PVC S/WELD 300MM | m |  | 84.18 | 0
| PIPE DWV SN4 PVC S/WELD 300MM | m |  | 68.77 | 0
| PIPE SW H/D PVC S/WELD 300MM | m |  | 55.2 | 0
| PIPE DWV SN8 PVC S/WELD 225MM | m |  | 55.2 | 0
| PIPE DWV SN4 PVC S/WELD 225MM | m |  | 42.78 | 0
| PIPE SW H/D PVC S/WELD 225MM | m |  | 32.66 | 0
| PIPE DWV SN8 PVC S/WELD 150MM | m |  | 19.55 | 0
| PIPE DWV SN4 PVC S/WELD 150MM | m |  | 16.1 | 0
| PIPE DWV SN8 PVC S/WELD 150MM - Suspended | m |  | 19.55 | 0
| PIPE DWV SN4 PVC S/WELD 150MM | m |  | 16.56 | 0
| PIPE DWV SN8 PVC S/WELD 100MM | m |  | 6.693 | 0
| PIPE DWV SN4 PVC S/WELD 100MM | m |  | 6.9 | 0
| PIPE DWV SN8 PVC S/WELD 50MM | m |  | 6.693 | 0
|  |  |  | 0 | 0
| DWV Grade Option |  |  | 0 | 0
|  | ea |  | 0 | 0
| 600*225 Ribbed Saddle | ea |  | 676.2 | 0
| 600*45Deg RIBBED Bend | ea |  | 897 | 0
| 600*450 Ribbed Reducer | ea |  | 1518 | 0
| 450*375 Ribbed*PVC Reducer | ea |  | 634.8 | 0
| 450 45 Deg ribbed Bend | ea |  | 800.4 | 0
| 450 * 225 Ribbed Saddle | ea |  | 441.6 | 0
| 375mm X 45Deg Junction | ea |  | 579.6 | 0
| 375X300X45D PVC JUNCTION | ea |  | 776.0982 | 0
| 375X225X45D PVC JUNCTION | ea |  | 777.4782 | 0
| 375MM X 300MM Reducer | ea |  | 524.4 | 0
| 375MM X 225MM Reducer | ea |  | 496.8 | 0
| 375MM X 90Deg Bend | ea |  | 745.2 | 0
| 375MM X 45Deg Bend | ea |  | 621 | 0
| 300MM * 45D PVC JUNCTION | ea |  | 496.8 | 0
| 300X225X45D PVC JUNCTION | ea |  | 441.6 | 0
| 300MM X 225MM Reducer | ea |  | 262.2 | 0
| 300MM X 90Deg Bend | ea |  | 345 | 0
| 300MM X 45Deg Bend | ea |  | 262.2 | 0
| 300MM X 150 Junction | ea |  | 455.4 | 0
| 225MM * 45D PVC JUNCTION | ea |  | 117.645 | 0
| 225X150X45D PVC JUNCTION | ea |  | 289.8 | 0
| 225MM X 90Deg Bend | ea |  | 85.56 | 0
| 225MM X 45Deg Bend | ea |  | 84.18 | 0
| 225MM X 150MM Reducer | ea |  | 62.1 | 0
| 150 PVC DWV 45Deg Junct | ea |  | 24.84 | 0
| 150MM X 90Deg Bend | ea |  | 22.08 | 0
| 150MM X 45Deg Bend | ea |  | 16.56 | 0
| 150X100X45D PVC JUNCTION | ea |  | 22.08 | 0
| PVC PIPE REDUCER 150X 100 mm | ea |  | 22.08 | 0
| 100MM * 45D PVC JUNCTION | ea |  | 6.486 | 0
| 100X50 X45D PVC JUNCTION | ea |  | 22.08 | 0
| PVC PIPE REDUCER 100X 50 mm | ea |  | 22.08 | 0
| 100MM X 90Deg Bend | ea |  | 16.56 | 0
| 100MM X 45Deg Bend | ea |  | 16.56 | 0
| 50 PVC X 45D PVC JUNCTION | ea |  | 19.32 | 0
| 50MM X 90Deg PVC Bend | ea |  | 0.897 | 0
| 50MM X 45Deg PVC Bend | ea |  | 0.897 | 0
|  |  |  | 0 | 0
|  |  |  | 0 | 0
| 150mm PVC 10mm nut hanging clip | ea |  | 2.622 | 0
| 10mm Zinc Threaded Rod | m |  | 2.76 | 0
| Glue - Blue - 4Ltr | ea |  | 36.432 | 0
| Primer - Red - 4Ltr | ea |  | 31.74 | 0
|  |  |  | 0 | 0
| SW_RRJ (RIBBED) Fittings |  |  | 0 | 0
|  |  |  | 0 | 0
| 375MM X 45Deg Bend | ea |  | 362.1396 | 0
| DN 375 X DN150 45 DEG BLACKMAX REDUCING JUNCTION (PVC FAB) | ea |  | 828 | 0
| DN375 x dn225 BlackMax® Reducing Adaptor FF RRJ x DWV SWJ (PVC Fab) | ea |  | 552 | 0
|  |  |  | 0 | 0
| DN 300 X DN150 45 DEG BLACKMAX REDUCING JUNCTION (PVC FAB) | ea |  | 690 | 0
| DN300 BLACK MAX 45 DEG BEND | ea |  | 414 | 0
| DN300 x dn225 BlackMax® Reducing Adaptor FF RRJ x DWV SWJ (PVC Fab) | ea |  | 414 | 0
| DN300 BLACK MAX 45 DEG BEND | ea |  | 414 | 0
|  | ea |  | 0 | 0
| 150mm Cap | ea |  | 20.7 | 0
| 150mm expansion coupler | ea |  | 110.4 | 0
| 450X450 GRATED SW GULLY | ea |  | 180 | 0
FITOFF
| Fit-Off Material; Ground & First Floor - | ea |  | 180 | 0
| Fit-Off Material; Ground & First Floor - | ea |  | 0 | 0
SUB TOTALS
5387.7102
|  |  |  | Contingency | 1.18
|  |  |  | Deliveries | 2500
TOTALS
8857.4981
Excavation/Quarry/Misc/ Takeoff.
|  | Qty | Unit
| Avrg Trench = .900D*.450W | 73 | m
| L/M Of Asphalt Reinstate | 0 | m
| M2 Of Asphalt Reinstate | 0 | m2
| L/M Of CBR Reinstate | 0 | m
| L/M of Inground Pipe (Average Depth) | 73 | m
| L/M of Inground Pipe (Deeper Than Average Depth) |  | m
| Avergage of trtenches 'Shared'…. Shared trench Factor | 0.1 | m
| SEWER / SW / TW - InGrnd |  | m | 0%
| WAT / FIRE - InGrnd |  | m | 0%
| SPK - InGrnd |  | m | 0%
|  | D | W | L | Spoil/Compact Factor; | Shared Trench Factor | Total m3 - EXCAVATED | Total M3 - Bed, Pipe, Cover reduction | Total M3 - Backfill Req (Less Bed&Pipe) | Total M3 - Spoil - REMOVE | TCS Load - Haulage & dump rate only
| L/M of Inground Pipe (Average Depth) | 0.95 | 0.6 | 73 | 1.3 | 0.1 | 49.932
| L/M of Inground Pipe (Deeper Than Average Depth) | 1.1 | 0.5 | 0 | 1.3 | 0 | 0
| L/M of Bed, Pipe, Cover material reduction (Average Depth) | 0.35 | 0.6 | 73 | 0 | 0.1 |  | 13.797
| L/M of Bed, Pipe, Cover material reduction (Deeper Than Average Depth) | 0.2 | 0.5 | 0 | 0 | 0 |  | 0
| L/M of BACKFILL required (Average Depth) | 0.95 | 0.6 | 73 | 1.3 | 0.1 |  |  | 36.135
| L/M of BACKFILL required (Deeper Than Average Depth) | 1.1 | 0.5 | 0 | 1.3 | 0 |  |  | 0
[10 empty] | QTY | Rate | Total
[7 empty] | 49.932 | 13.797 | 36.135 | 13.797 | 15 | 206.955
| Thrust Block Concrete | m3/TB | Qty | Total m3 | Contingency | Total m3 | Total Cost
|  | 0.1 |  | 0 | 1.1 | 0 | 0
Quarry & Concrete Product
1.4
| Description | Unit/LM | Unit | Rate | Rate/LM |  |  | QTY | Shared Trench Factor | Total Req. | Total | Contingency | TOTAL | Drainage Use | Fire/WAT Use | SPK Use
| 5-7mm Stone | 0.203 | Ton | 62 | 12.586 |  |  | 14.819 | 0.1 | 13.3371 | 826.9002 | 330.7601 | 1157.6603 | 0
| 5-7mm Stone | 0.14 | m3 | 62 | 16.926
| 10-12mm Stone | 0.45 | Ton | 62 | 27.9 |  |  | 0 |  |  | 0 |  | 0
| 80-110mm Stone | 0 | Ton | 25 | 0 |  |  | 0 |  |  | 0 |  | 0
| Medium River / Bed Sand | 0.225 | Ton | 62 | 13.95 |  |  | 16.425 | 0.1 | 14.7825 | 916.515 | 366.606 | 1283.121 |  | 0 | 0
| Medium River / Bed Sand | 0.14 | m3 | 62 | 13.02
| CBR15 Road Base | 0.36 | Ton | 27 | 9.72 |  |  | 0 |  |  | 0 |  | 0
| CBR45 | 0.36 | Ton | 30 | 10.8 |  |  | 0 |  |  | 0 |  | 0
| LEANMIX | 0.3 | m3 | 0 | 0 |  |  | 0 |  |  | 0 |  | 0
|  |  |  | TCS | Q2
| Description |  | Unit | Rate | Rate
| 5-7mm Stone |  | T | 62 | 31
| 10-12mm Stone |  | T | 62 | 39
| 80-110mm Stone |  | T | 25 | 29
| Medium River / Bed Sand |  | T | 62 | 26
| CBR15 Road Base |  | T | 48 | 27
| CBR45 |  | T | 50 | 30
| LEANMIX_20mm-12:1 |  | M3 | 168 | 0
| Concrete_25/20/80 |  | M3 | 153 | 0
Note on E680: [Threaded comment] Your version of Excel allows you to read this threaded comment; however, any edits to it will get removed if the file is opened in a newer version of Excel. Learn more: https://go.microsoft.com/fwlink/?linkid=870924 Comment: Water meter + flange kit oval + press red valve

## Siteworks
Project:
Tricore -
Stage 1 Version 1
Item
1 | Complete -
Labour
| DAY | [7 empty] | april 2026 direct impact Increase % (not contigency)
| TRADESMAN_LEADING HAND | Day |  | 1231.1429 | 0
| TRADESMAN_PLUMBER_OPERATOR | Day |  | 941.1647 | 0 |  |  |  |  | PE Pipe & Fitting | 38% | 1.38
| T/A & Apprentice | Day |  | 768.0651 | 0 |  |  |  |  | PVC Pipe & Fittings | 38% | 1.38
| Crew #1 - InGround Drainage | Day |  | 2650.3945 | 0 |  |  |  |  | Subby Rates | 15% | 1.15
| Crew #2 - InGround Water/Fire | Day |  | 2650.3945 | 0 |  |  |  |  | Delivey Rate | 20% | 1.2
| Crew #3 - Above Ground Drainage | Day |  | 2650.3945 | 0
| Crew #4 - Above Ground WATER/FIRE | Day |  | 2650.3945 | 0
| Crew #5 - Above Ground FitOff / Misc | Day |  | 2650.3945 | 0
| Crew #6 - DEMO | Day |  | 1709.2298 | 0
HOUR
| TRADESMAN_LEADING HAND | HR | 0 | 123.1143 | 0
| TRADESMAN_PLUMBER_OPERATOR | HR | 0 | 94.1165 | 0
| T/A & Apprentice | HR | 0 | 76.8065 | 0
| Crew #1 - InGround Drainage | HR | 0 | 265.0395 | 0
| Crew #2 - InGround Water/Fire | HR | 0 | 265.0395 | 0
Demolition & Reinstatement
DEMO
| Asphalt Cutting | m |  | 15.525 | 0
| Concrete Cutting | m |  | 18.4 | 0
| Con Cut Establishemnt Fee | ea |  | 92 | 0
REINSTATE - CONCRETE
| Road/Drveway Reinstate; 1mW x 150 Thck, N25/20/80, Incl Reinforcement | m |  | 145 | 0
| Kerb & Channel - 1m Wide | ea |  | 155 | 0
| Footpath - 1.5mW, N25/20/80, Incl Reinforcement | lm |  | 180 | 0
| Footpath - 1.5mW, EXPOSED AGG, N25/20/80, Incl Reinforcement | lm |  | 185 | 0
REINSTATE - ASPHALT
| 50mm Thck - Trench Reinstatement Through Road/Driveway | m2 |  | 97 | 0
| 50mm Thck - 1.5-2m Wide Footpath reinstatements | m2 |  | 97 | 0
| Establishment Fee (1 per stage) | Ea |  | 5500 | 0
Equipment & Hire - INCL WET PLANT HIRE
PLANT HIRE - WET
| 1.8T Excavator | Hr |  | 100 | 0
| 3-5 ton Excavator | Hr |  | 115 | 0
| 3-5T Combo | Hr |  | 154 | 0
| Hammer attachment 3.5-4T | Hr |  | 21 | 0
| Ripper 3.5-4T | Hr |  | 10 | 0
| 5t Excavator | Hr |  | 150 | 0
| Hammer attachment 5T | Hr |  | 50 | 0
| Skid steer | Hr |  | 140 | 0
| 8T Excavator | Hr |  | 128 | 0
| Hammer attachment 8T | Hr |  | 26 | 0
| Ripper 8T | Hr |  | 10 | 0
| 13-15T Excavator | Hr |  | 153 | 0
| Hammer attachment 14T | Hr |  | 36 | 0
| Ripper 14T | Hr |  | 10 | 0
| 3000L Hydro Excavation Truck | Hr |  | 190 | 0
| 4500L Hydro Excavation Truck | Hr |  | 220 | 0
| 6300L Hydro Excavation Truck | Hr |  | 250 | 0
| Water Truck allow for water at cost | Hr |  | 110 | 0
| 12t Body Truck Tipper | Hr |  | 110 | 0
HIRE - DRY
| Skid Steer Loader_Tracked (CAT249+) | Day |  | 225.4333 | 0
| Skid Steer Loader_Wheeled (CAT226+) | Day |  | 163.9667 | 0
| Mini Loader, Stand-on Type | Day |  | 180 | 0
|  |  |  | 0 | 0
| 1.5-1.8 Ton_Excavator | Day |  | 137.1429 | 0
| 1.7-2Ton_Excavator | Day |  | 0 | 0
| 3-5Ton_Excavator | Day |  | 238.6667 | 0
| 8Ton_Excavator | Day |  | 261.1667 | 0
| 10-12Ton_Excavator | Day |  | 0 | 0
| 13-16Ton_Excavator | Day |  | 317.2 | 0
| 20-24Ton_Excavator | Day |  | 314.2857 | 0
|  |  |  | 0 | 0
| Ripper_1.7-2T | Day |  | 0 | 0
| Ripper_1.5-4T | Day |  | 32.74 | 0
| Ripper_3-5T | Day |  | 0 | 0
| Ripper_8T | Day |  | 40.38 | 0
| Breaker_1.7-2T | Day |  | 123.33 | 0
| Breaker_3-5T | Day |  | 165.89 | 0
| Breaker_8T | Day |  | 165.89 | 0
| Breaker_10-12T | Day |  | 0 | 0
| Breaker_13-15T | Day |  | 203 | 0
| Auger Drive_10-12T |  |  | 0 | 0
| 300Dia Auger Drill |  |  | 0 | 0
|  |  |  | 0 | 0
| 1.25T_Tipper Truck | Day |  | 205 | 0
| 2-4T_Tipper Truck | Day |  | 166.98 | 0
| <6T_Tipper Truck | Day |  | 171.4286 | 0
|  |  |  | 0 | 0
| <10T_Articulated Site Tipper | Day |  | 0 | 0
| Upright Rammer_Wacker | Day |  | 34.2857 | 0
| Trench Roller_Dbl Drum_Remote | Day |  | 165 | 0
| <26Ft_Scissor Lift - Diesel | Day |  | 0 | 0
| <26Ft_Scissor Lift - Elec | Day |  | 300 | 0
| <34Ft_Boom Lift - Diesel | Day |  | 0 | 0
| <34Ft_Boom Lift - Elec | Day |  | 0 | 0
|  |  |  | 0 | 0
| Porta Loo_No Tank | Day |  | 5.46 | 0
| 6*3m Demantable Lunchroom - COMPLETE | Day |  | 23 | 0
| 6*3m Demantable Office - COMPLETE | Day |  | 23 | 0
| 20Ft Shipping Container | Day |  | 0 | 0
| Quick Cut Demo Saw | Day |  | 0 | 0
| Sngl Ph_6KVA Genset | Day |  | 0 | 0
| Diesel Air Compressor_Trailer | Day |  | 0 | 0
| Air Breaker - Heavy | Day |  | 0 | 0
| Air Hose <10m | Day |  | 0 | 0
| Elec Breaker/Jachammer | Day |  | 0 | 0
| Flexdrive Motor Unit | Day |  | 0 | 0
| Flexdrive_Pump Shaft | Day |  | 0 | 0
| Temporary Power Board | Day |  | 0 | 0
|  |  |  | 0 | 0
| Dual CabUte | Day |  | 0 | 0
| 3m3 Skip Bbin | per serive |  | 230 | 0
| plus disposal | Tonne |  | 309 | 0
| site fee | Week |  | 35 | 0
| ~4m3_Skip Bin | per change over |  | 229.9 | 0
| ~6m3_Skip Bin | per change over |  | 239.8 | 0
| Plus disposal | Tonne |  | 309 | 0
| Site fee | Week |  | 35 | 0
| Vacuum Excavator - Vermeer VT250D | Day |  | 295.77 | 0
| Vac Trailer – Dry Hire | Day |  | 355 | 0
|  |  |  | 0 | 0
| TRANSPORT_Ex BRIS - Return | Day |  | 0 | 0
| TRANSPORT_Ex ROK - Return | Hour |  | 180 | 0
| 0-4T Per Hour Delivery Rate | Hour |  | 125 | 0
| 5 - 9t Transport Hourly Rate | Hour |  | 160 | 0
| 10 - 19t Low Loader Hourly rate - Minimum 2 Hour Charge | Hour |  | 200 | 0
| FUEL - Average_Candle | Week |  | 1850 | 0
Subbies & Misc
| Surveyor | ea |  | 180 | 0
| Services Locator | ea |  | 130 | 0
| Compaction Testing - TEST | ea |  | 115 | 0
| Compaction Testing - Site Establishment | ea |  | 90 | 0
|  | ea |  |  | 0
|  | ea |  |  | 0
| FIRE TESTING / CERT | ea |  |  | 0
| FULL Hydro Test - Per Test (6.5Hr 1 x fitter, 1 x apprentice, 1 day Test gear) | ea |  | 1945 | 0
| Provision of Form 72 | ea |  | 350 | 0
Material - Quarry, Misc
| Bedding / Fill Sand | m3 |  | 39.75 | 0
| CBR 45/2.5 Roadbase | m3 |  | 41.9 | 0
| Turf Underlay/Topsoil | m3 |  | 45.25 | 0
| Standard Garden Woodchip | m3 |  | 87 | 0
| Turf - Standard Couch or Similar | Slab (.5m2) |  | 6.48 | 0
| Cement Stabalized Sand (3-5%) | m3 |  | 169 | 0
| Exposed Agg Concrete - Standard/Cheapest Exposed Agg Stone | m3 |  | 252 | 0
| N25 20mm 80 Slump Concrete | m3 |  | 263 | 0
| Valve Margin strips; Concrete slab, 1 directions sign, 3 x valve No sign. | ea |  | 380 | 0
FIRE SERVICES - INGROUND
| 200 HDPE PN16 SDR11 - REDLINE | m |  | 46.8107 | 0
| 180 HDPE PN16 SDR11 - REDLINE | m |  | 35.144 | 0
| 125 HDPE PN16 SDR11 - REDLINE | m | 218 | 16.9935 | 3704.5939
| 32 HDPE PN16 SDR11 - BLUELINE | m |  | 1.6779 | 0
0
| 200 EF Coupler | ea |  | 60.8028 | 0
| 180 EF Coupler | ea |  | 35.4936 | 0
| 125 EF Coupler | ea | 1 | 19.4718 | 19.4718
| 200 EF 45DFeg Bend | ea |  | 150.6408 | 0
| 180 EF 45DFeg Bend | ea |  | 135.1986 | 0
| 125 EF 45DFeg Bend | ea |  | 61.6722 | 0
| 200 EF 90DFeg Bend | ea |  | 150.6408 | 0
| 180 EF 90DFeg Bend | ea |  | 134.9778 | 0
| 125 EF 90DFeg Bend | ea | 6 | 70 | 420
| 125 EF 45DFeg Bend | ea | 3 | 62 | 186
| 200 EF TEE | ea |  | 151.455 | 0
| 180 EF TEE | ea |  | 157.7064 | 0
| 125 EF TEE | ea | 1 | 67.965 | 67.965
| 200*180 EF TEE | ea |  | 289.0686 | 0
| 200*125 EF TEE | ea |  | 301.4196 | 0
| 180*125 EF TEE | ea |  | 168.5394 | 0
| 200*180 EF Reducer | ea |  | 173.3556 | 0
| 180*125 EF Reducer | ea |  | 82.938 | 0
| 200PE*8"(200m) - MaxiStub W/Backing Ring | ea |  | 472.443 | 0
| 180PE*6"(150mm) - MaxiStub W/Backing Ring | ea |  | 179.0826 | 0
| 125PE*4" (100mm) - MaxiStub W/Backing Ring | ea |  | 127.8846 | 0
| 180mm PE x 150mm GALV ADAPTER - PLASSON Brand | ea |  | 432.2022 | 0
| 125mm PE x 100mm GALV ADAPTER - PLASSON Brand | ea | 1 | 281.6718 | 281.6718
|  | 0 |  | 0 | 0
| 180mm PE x 150mm GALV ADAPTER | ea |  | 435.6798 | 0
| 125mm PE x 100mm GALV ADAPTER | ea |  | 277.9734 | 0
| 200 Long SPIG 45DFeg Bend | ea |  | 94.5852 | 0
| 180 Long SPIG 45DFeg Bend | ea |  | 88.9548 | 0
| 125 Long SPIG 45DFeg Bend | ea |  | 53.4888 | 0
| 200 Long SPIG 90DFeg Bend | ea |  | 118.9146 | 0
| 180 Long SPIG 90DFeg Bend | ea |  | 93.9918 | 0
| 125 Long SPIG 90DFeg Bend | ea |  | 43.677 | 0
| 200 Long SPIG TEE | ea |  | 176.1432 | 0
| 180 Long SPIG TEE | ea |  | 157.6236 | 0
| 125 Long SPIG TEE | ea |  | 52.7988 | 0
| 200*180 Long SPIG TEE | ea |  | 253.2024 | 0
| 200*125 Long SPIG TEE | ea |  | 265.5534 | 0
| 180*125 Long SPIG TEE | ea |  | 256.2798 | 0
| 200*180 Long SPIG Reducer | ea |  | 77.0592 | 0
| 180*125 Long SPIG Reducer | ea |  | 54.9654 | 0
|  | 0 |  | 0 | 0
| 200 FL DICL Sluice Valve | ea |  | 679.41 | 0
| 150 FL DICL Sluice Valve | ea |  | 323.53 | 0
| 100 FL DICL Sluice Valve | ea |  | 202.94 | 0
| Valve Spindle Riser - 600Long | ea |  | 136.94 | 0
| Valve Box - Cast Iron Trafficable - Rectangle Type "V" | ea |  | 123.53 | 0
| Valve Box - Non-Trafficable - Plastic Surround with CI Drop In "V" | ea |  | 98.82 | 0
|  | 0 |  | 0 | 0
| 200*150mm DICL FL Reducer | ea |  | 291.18 | 0
| 200*100mm DICL FL Reducer | ea |  | 330 | 0
| 150*100mm DICL FL Reducer | ea |  | 156 | 0
| 150mm DICL FL * SP Adapter | ea |  | 106.24 | 0
| 100mm DICL FL * SP Adapter | ea |  | 70.59 | 0
| 200mm DICL FL 90Deg Bend | ea |  | 516.35 | 0
| 150mm DICL FL 90Deg Bend | ea |  | 198.88 | 0
| 100mm DICL FL 90Deg Bend | ea |  | 108.71 | 0
| 200mm DICL FL TEE | ea |  | 672.65 | 0
| 150mm DICL FL TEE | ea |  | 228.24 | 0
| 100mm DICL FL TEE | ea |  | 128.24 | 0
| 200*150*200 DICL FL TEE | ea |  | 536.76 | 0
| 200*100*200 DICL FL TEE | ea |  | 576.47 | 0
| 150-100-150 DICL FL TEE | ea |  | 198.82 | 0
| 200mm DICL FL Pipe @ 1000 | ea |  | 898.82 | 0
| 200mm DICL FL Pipe @ 600 | ea |  | 640 | 0
| 200mm DICL FL Pipe @ 300 | ea |  | 355.29 | 0
| 150mm DICL FL Pipe @ 1000 | ea |  | 534.41 | 0
| 150mm DICL FL Pipe @ 600 | ea |  | 280 | 0
| 150mm DICL FL Pipe @ 450 | ea |  | 236.47 | 0
| 150mm DICL FL Pipe @ 300 | ea |  | 178.8 | 0
| 100mm DICL FL Pipe @ 1000 | ea |  | 362.35 | 0
| 100mm DICL FL Pipe @ 600 | ea |  | 144.71 | 0
| 100mm DICL FL Pipe @ 450 | ea |  | 135.88 | 0
| 100mm DICL FL Pipe @ 300 | ea |  | 76.47 | 0
| 150mm DICL FL Deadplate | ea |  | 67.65 | 0
| 100mm DICL FL Deadplate | ea |  | 43.53 | 0
|  | 0 |  | 0 | 0
| 200mm PE*DI Gasket Kit Complete | ea |  | 67.06 | 0
| 200mm DI*DI Gasket Kit Complete | ea |  | 46.71 | 0
| 150mm PE*DI Gasket Kit Complete | ea |  | 60 | 0
| 150mm DI*DI Gasket Kit Complete | ea |  | 42.35 | 0
| 100mm PE*DI Gasket Kit Complete | ea |  | 24.71 | 0
| 100mm DI*DI Gasket Kit Complete | ea |  | 20 | 0
|  | 0 |  | 0 | 0
| 150mm SS Gibault Adapter Coupling | ea |  | 108.71 | 0
| 100mm SS Gibault Adapter Coupling | ea |  | 87.06 | 0
| 180mm PE GRIPPER Adapter Coupling | ea |  | 305.88 | 0
| 125mm PE GRIPPER Adapter Coupling | ea |  | 182.35 | 0
| 180mm PE GRIPPER * 150FL Adapter Coupling | ea |  | 229.41 | 0
| 125mm PE GRIPPER * 100FL Adapter Coupling | ea |  | 152.94 | 0
| 180mm PE GRIPPER Sluice Valve | ea |  | 690 | 0
| 125mm PE GRIPPER Sluice Valve | ea |  | 408.47 | 0
|  | 0 |  | 0 | 0
| Detectable Tape - Fire x 250m | ea |  | 90 | 0
| Alcohol Weld Wipes | ea |  | 13.5 | 0
| Denzo Tape 100mm roll | ea |  | 27.14 | 0
| Black over-wrap tape - roll | ea |  | 27.14 | 0
0
| FIRE SERVICES - ABOVE GROUND |  |  |  | 0
| Description | Unit
| 150mm MED DUTY Galv Pipe | m |  | 43.8462 | 0
| 100mm MED DUTY Galv Pipe w/RG Ends | m |  | 28.4615 | 0
| 100mm Class B Copper Pipe | m |  | 106.2417 | 0
| 25mm Class B Copper Pipe | m |  | 59.82 | 0
|  | 0 |  | 0 | 0
| 150mm Galv RG Coupling | ea |  | 12.83 | 0
| 100mm Galv RG Coupling | ea |  | 7.55 | 0
| 150mm Galv RG TEE | ea |  | 35.5 | 0
| 100mm Galv RG TEE | ea |  | 16.93 | 0
| 150mm Galv RG BEND 90Deg | ea |  | 22.85 | 0
| 100mm Galv RG BEND 90Deg | ea |  | 10.62 | 0
| 150mm Galv RG BEND 45Deg | ea |  | 23.5 | 0
| 100mm Galv RG BEND 45Deg | ea |  | 11.4 | 0
| 150mm Galv RG x 100mm FLANGE Adapt | ea |  | 30.75 | 0
| 100mm Galv RG x 100mm FLANGE Adapt | ea |  | 23.21 | 0
| 150mm RG Butterfly Valve Geared Wheel | ea |  | 217.8 | 0
| 100mm RG Butterfly Valve Geared Wheel | ea |  | 169.4 | 0
|  | 0 |  | 0 | 0
| 150mm H-Pattern Booster Assembly Complete | ea | 1 | 2350 | 2350
| Booster Cabinet - Compl with doors and stickers | ea | 1 | 1155 | 1155
|  | 0 |  | 0 | 0
| 100mm Dual Pillar Hydrant Complete_ Flanged Base 1500 High w/landing Valves | ea | 1 | 365 | 365
| 100mm Dual Pillar Hydrant Complete_ RG Base 1500 High w/landing Valves_OPTION | ea |  | 365 | 0
| 65mm RG Landing Valve | ea |  | 90 | 0
| Red caps and chain - suit 65mm QLD Landing valve | ea |  | 5 | 0
| 36m Fire Hose Reel w/25mm isolation valve | ea |  | 125 | 0
| 25mm Isolation Ball Valve (for fire hose reel) valve only, with hose nozzle latch | ea |  | 39 | 0
|  | 0 |  | 0 | 0
| 150mm FL Testable Double Check Valve - Compl. w/Valves | ea |  | 3100.7 | 0
| 150mm FL RPZD Valve - Compl. w/Valves | ea |  | 4237.09 | 0
|  | 0 |  | 0 | 0
| 100mm FL Levered Butterfly Vlave | ea |  | 114.44 | 0
| 100mm Cu Copper Pipe | m |  | 122.6667 | 0
| 100mm Copper Crimp - TEE | ea |  | 219.36 | 0
| 100mm Copper Crimp - 90Deg Bend | ea |  | 155.6 | 0
| 100mm Copper Crimp - 45Deg Bend | ea |  | 125.77 | 0
| 100mm Copper Crimp - Straight Socket | ea |  | 83.25 | 0
| 100mm Copper Crimp - 100mm FL Adapter | ea |  | 52.25 | 0
| 80mm Copper Crimp - TEE | ea |  | 175.66 | 0
| 100mm*80mm Copper Crimp - REDUCER | ea |  | 164.08 | 0
|  | 0 |  | 0 | 0
| 32mm Fi Lockable Ball Valve | ea |  | 77.95 | 0
| 32mm Cu Crimp * 32mi Adapt | ea |  | 17.16 | 0
| 32mm Cu Crimp Coupling Straight | ea |  | 7.23 | 0
| 32mm Cu Crimp 90Deg Bend | ea |  | 14.31 | 0
| 32mm Cu Crimp 45Deg Bend | ea |  | 16.24 | 0
| 32mm*25mm Cu Crimp Reducer | ea |  | 14.36 | 0
| 25mm Fi Lockable Ball Valve | ea |  | 46.94 | 0
| 25mm Cu Crimp * 25mi Adapt | ea |  | 8.46 | 0
| 25mm Cu Crimp Coupling Straight | ea |  | 5.74 | 0
| 25mm Cu Crimp 90Deg Bend | ea |  | 7.7 | 0
| 25mm Cu Crimp 45Deg Bend | ea |  | 10.19 | 0
|  | 0 |  | 0 | 0
| 150mm Galv 2 Piece Weld-nut Bracket M12 | ea |  | 5.86 | 0
| 100mm Galv 2 Piece Weld-nut Bracket M12 | ea |  | 4.41 | 0
| 150 Galv 2 Piece Channel Clip | ea |  | 5.36 | 0
| 100 Galv 2 Piece Channel Clip | ea |  | 4.4 | 0
| 12mm Galv Threaded Rod | ea |  | 10.64 | 0
| Galv Braced Counter Lever Bracket - 450Long | ea |  | 20 | 0
| 003 Padlock | ea |  | 19.5 | 0
| 100mm DI*DI Gasket Kit Complete | ea |  | 20 | 0
FIRE SERVICES - Misc.
Description
| Decommisioning Material | ea |  | 1388 | 0
| Electrofusion PE Welder 25-250mmPE. Please detail Spec | ea |  | 0 | 0
| PE Butt Welder. Automatic. 125-250mmPE. Please detail Spec - HIRE | WEEK |  | 450 | 0
| Hand Roll Groover. 65-150mm. | ea |  | 0 | 0
| Delivery - To Rockhampton PIPE LENGTHS as quoted | ea |  | 2178.48 | 0
| Delivery - To Rockhampton Standard/Palletised items | ea |  | 2178.48 | 0
POTABLE WATER_MAINS & R'Ins
Description
| 200mm Pipe Kembla - Copper Type B | m | 135 | 343.2963 | 46345
| 200mm copper tee | ea | 2 | 390 | 780
| 200mm copper 90 deg bend | ea | 1 | 420 | 420
| 200mm copper connection point | ea | 1 | 800 | 800
| 125 HDPE PN16 SDR11 - BLUELINE | m | 237 | 34.5 | 8176.5
| 75 HDPE PE100 PN 16 -Blueline | m |  | 12.31 | 0
| 63 HDPE PE100 PN 16 -Blueline | m |  | 9.66 | 0
| 63 HDPE PN12.5 SDR11 - BLUELINE | m |  | 4.63 | 0
| 50 HDPE PE100 PN 16 - BLUELINE | m |  | 5.4 | 0
| 40 HDPE PE100 PN16 Blue Line | m |  | 4.4 | 0
| 40 HDPE PN12.5 SDR11 - BLUELINE | m |  | 2.3621 | 0
| 32 HDPE PE100 PN 16 -Blueline | m | 38 | 2.1 | 79.8
| 25 HDPE PE100 PN16 - BLUELINE | m | 75 | 1.22 | 91.5
| 25 HDPE PN12.5 SDR11 - BLUELINE | m |  | 2.43 | 0
| EF COUPLER 125MM (EA) | m |  | 1.38 | 0
| TEE EQUAL PE100 E/F 125MM | ea | 8 | 22 | 176
| TEE PE100 E/F 125*63MM | ea |  | 57.75 | 0
| EF REDUCER 125 X 90MM | ea |  | 139 | 0
| EF REDUCER 125 X 63MM | ea |  | 104.15 | 0
| EF REDUCER 75 X 63MM | ea |  | 26.1 | 0
| EF REDUCER 63 X 50MM | ea |  | 37.5 | 0
| EF REDUCER 50 X 40MM | ea |  | 35.93 | 0
| EF REDUCER 40 X 32MM | ea |  | 35 | 0
| EF REDUCER 40 X 25MM | ea |  | 35 | 0
| EF REDUCER 32 X 25MM | ea | 2 | 35 | 70
| ELBOW PE100 E/F 125MM X 45D | ea | 2 | 20 | 40
| ELBOW PE100 E/F 125MM X 90D | ea | 5 | 50 | 250
| HDPE 75mm X 90 D ELBOW | ea |  | 54 | 0
| HDPE 63MM X 90 D ELBOW | ea |  |  | 0
| HDPE 50MM X 90 D ELBOW | ea |  | 15.55 | 0
| HDPE 40MM X 90 D ELBOW | ea |  | 15 | 0
| Reducing Tee 125mm x 90mm | ea |  | 10.87 | 0
| Reducing Tee 125mm x 32mm | ea | 3 | 55 | 165
| 125mm x 25mm reducing Tee | ea | 1 | 35 | 35
| Reducing Tee 75mm x 63mm | ea |  | 55 | 0
| Reducing Tee 75mm x 50mm | ea |  | 35 | 0
| Reducing Tee 75mm x 32mm | ea |  | 35 | 0
| Reducing Tee 63mm x 32mm | ea |  | 35 | 0
| Reducing Tee 50mm x 40mm | ea |  | 35 | 0
| Reducing Tee 40mm x 25mm | ea |  | 35 | 0
| Reducing Tee 32mm x 25mm | ea |  | 35 | 0
| EF Reducer 50mm x 25mm | ea |  | 35 | 0
| 50mm Tee | ea |  | 26 | 0
| 40mm Tee | ea |  | 35 | 0
| 32mm Tee | ea |  | 10.87 | 0
| HDPE 32mm X 90 D ELBOW | ea | 2 | 35 | 70
| HDPE 25mm X 90 D ELBOW | ea | 1 | 20 | 20
| HDPE 25mm X 45 D ELBOW | ea |  | 20 | 0
| 25mm Tee | ea | 2 | 25 | 50
| PE MAXI STUB FLANGE W/SS BK RING 125X 4" (EA) | ea |  | 35 | 0
| SLUICE VALVE PN16 T/D ACC FLNGD 100MM | ea |  | 102.5 | 0
| Valve Box - Cast Iron - Rectangle - Large - HD | ea |  | 235 | 0
| SADDLE TAPPING EF 125PE X 25PE | ea |  | 100 | 0
| SADDLE TAPPING EF 125PE X 32PE | ea | 1 | 47.41 | 47.41
| SADDLE TAPPING EF 125PE X 63PE | ea |  | 41.69 | 0
|  | ea |  | 85.55 | 0
0
| Detectable WATER Marker Tape - 250m | ea |  | 70 | 0
| WIPES WELDING PLASSON XL (120 PK) | ea |  | 19 | 0
| Paint Pen - WHITE | ea |  | 16 | 0
| 100 Cu Above Grnd | m |  | 40.21 | 0
| 50 Cu Above Grnd | m |  | 32 | 0
| 32 Cu Above Grnd | m |  | 19.98 | 0
| 32mm x25mm reducing tee | ea |  | 16.33 | 0
| 25 Cu Above Grnd | m |  | 17.52 | 0
| B-PRESS WATER EQUAL TEE 32MM (EA) | ea |  | 15 | 0
| B-PRESS WATER ELBOW 90DEG X 25MM (EA) | ea |  | 7.17 | 0
| B-PRESS WATER EQUAL TEE 25MM (EA) | ea |  | 13.6667 | 0
| 20 Cu Above Grnd | m |  | 13.6667 | 0
| B-PRESS WATER EQUAL TEE 20MM (EA) | ea |  | 6.88 | 0
| 50mm Cu 10mm Nut Clip | ea |  | 1.4 | 0
| 32mm Cu 10mm Nut Clip | ea |  | 1.38 | 0
| 25mm Cu 10mm Nut Clip | ea |  | 1.32 | 0
| 20mm Cu 10mm Nut Clip | ea |  | 1.24 | 0
| 10mm Zinc Threaded Rod | m |  | 5.1 | 0
0
0
| Kembla copper WATER ELBOW 90DEG X 32MM (EA) | ea |  | 14.31 | 0
| Kembla copper WATER ELBOW 90DEG X 25MM | ea |  | 4.58 | 0
| Kembla copper WATER ELBOW 90DEG X 20MM | ea |  | 4.58 | 0
0
0
0
HIDDEN |  |  |  |  | 0
| 63mm E/F PE 90 Deg Elb |  |  |  | 0
| 63mm E/F PE 45 Deg Elb | ea |  | 13.5 | 0
| 63mm E/F PE TEE | ea |  | 13.5 | 0
| 63x40x63 E/F PE TEE | ea |  | 9.5 | 0
| 63x32x63 E/F PE TEE | ea |  | 18.5 | 0
| 63x25x63 E/F PE TEE | ea |  | 18.5 | 0
| 63mm E/F PE Coupling | ea |  | 6 | 0
| 63x40 E/F PE Reducer Coupling | ea |  | 5.5 | 0
| 63x32 E/F PE Reducer Coupling | ea |  | 17.5 | 0
| 63x25 E/F PE Reducer Coupling | ea |  | 16.5 | 0
| 63PEx50Fi E/F PE Adapter | ea |  | 2.5 | 0
| 63PEx50Mi E/F PE Adapter | ea |  | 43.5 | 0
| 63PEx50Fi E/F PE Tramsiton Union | ea |  | 43.5 | 0
| 63PEx50Mi E/F PE Transition Union | ea |  | 45.5 | 0
| 40mm E/F PE 90 Deg Elb | ea |  | 76 | 0
| 40mm E/F PE 45 Deg Elb | ea |  | 11.5 | 0
| 40mm E/F PE TEE | ea |  | 11.5 | 0
| 40x32x40 E/F PE TEE | ea |  | 12 | 0
| 40x25x40 E/F PE TEE | ea |  | 18.5 | 0
| 40mm E/F PE Coupling | ea |  | 19.5 | 0
| 40x32 E/F PE Reducer Coupling | ea |  | 4.5 | 0
| 40x25 E/F PE Reducer Coupling | ea |  | 10.5 | 0
| 40PEx32Fi E/F PE Adapter | ea |  | 14.5 | 0
| 40PEx32Mi E/F PE Adapter | ea |  | 28.5 | 0
| 40PEx32Fi E/F PE Tramsiton Union | ea |  | 29.5 | 0
| 40PEx32Mi E/F PE Transition Union | ea |  | 36 | 0
| 32mm E/F PE 90 Deg Elb | ea |  | 54 | 0
| 32mm E/F PE 45 Deg Elb | ea |  | 10.5 | 0
| 32mm E/F PE TEE | ea |  | 10 | 0
| 32x25x32 E/F PE TEE | ea |  | 5.5 | 0
| 32mm E/F PE Coupling | ea |  | 18 | 0
| 32x25 E/F PE Reducer Coupling | ea |  | 4.5 | 0
| 32PEx25Fi E/F PE Adapter | ea |  | 6.5 | 0
| 32PEx25Mi E/F PE Adapter | ea |  | 25.5 | 0
| 32mm E/F PE End Cap | ea |  | 22.5 | 0
| 32mm E/F PE End Plug | ea |  | 8.5 | 0
| 25mm E/F PE 90 Deg Elb | ea |  | 6.5 | 0
| 25mm E/F PE 45 Deg Elb | ea |  | 10.5 | 0
| 25mm E/F PE TEE | ea |  | 0 | 0
| 25mm E/F PE Coupling | ea |  | 4.5 | 0
| 25PEx25Fi E/F PE Adapter | ea |  | 4 | 0
| 25PEx25Mi E/F PE Adapter | ea |  | 17 | 0
| 25PEx20Fi E/F PE Adapter | ea |  | 17.5 | 0
| 25PEx20Mi E/F PE Adapter | ea |  | 4.5 | 0
| 25mm E/F PE End Cap | ea |  | 2 | 0
| 25mm E/F PE End Plug | ea |  | 8.5 | 0
HIDDEN |  | ea |  | 4 | 0
| 100mm CU Crimp 90 DEG FxF Elbow |  |  |  | 0
| 100mm CU Crimp 45 DEG FxF Elbow | ea |  | 137 | 0
| 100mm CU Crimp Tee | ea |  | 139.5 | 0
| 100x50x100 CU Crimp Tee | ea |  | 183 | 0
| 100x50 CU Crimp Reducer | ea |  | 184.5 | 0
| 100mm CU Crimp Repair Coupling | ea |  | 56 | 0
| 100mm CU Crimp Coupling | ea |  | 103 | 0
| 100Cu x 100Flange CU Crimp Coupling | ea |  | 95 | 0
| 50mm CU Crimp 90 DEG FxF Elbow | ea |  | 99.5 | 0
| 50mm CU Crimp 45 DEG FxF Elbow | ea |  | 33.5 | 0
| 50mm CU Crimp Tee | ea |  | 33 | 0
| 50x40x50 CU Crimp Tee | ea |  | 60.5 | 0
| 50x40x40 CU Crimp Tee | ea |  | 61 | 0
| 50x32x50 CU Crimp Tee | ea |  | 65 | 0
| 50x32x32 CU Crimp Tee | ea |  | 65 | 0
| 50x32x40 CU Crimp Tee | ea |  | 65 | 0
| 50x25x50 CU Crimp Tee | ea |  | 65 | 0
| 50x20x50 CU Crimp Tee | ea |  | 45 | 0
| 50x15x50 CU Crimp Tee | ea |  | 55 | 0
| 50x40 CU Crimp Reducer | ea |  | 55 | 0
| 50x32 CU Crimp Reducer | ea |  | 21.5 | 0
| 50x25 CU Crimp Reducer | ea |  | 25 | 0
| 50x20 CU Crimp Reducer | ea |  | 22 | 0
| 50x15 CU Crimp Reducer | ea |  | 22 | 0
| 50Cu x 50Mi CU Crimp Adapter | ea |  | 22 | 0
| 50Cu x 50Fi CU Crimp Adapter | ea |  | 78 | 0
| 50mm CU Crimp Repair Coupling | ea |  | 89 | 0
| 50mm CU Crimp Coupling | ea |  | 21 | 0
| 50Cu x 50Flange CU Crimp Coupling | ea |  | 21 | 0
| 50mm CU Crimp Cap | ea |  | 0 | 0
| 50Cu x W69/Barrell Barrell Union CU Crimp | ea |  | 0 | 0
| 40mm CU Crimp 90 DEG FxF Elbow | ea |  | 0 | 0
| 40mm CU Crimp 45 DEG FxF Elbow | ea |  | 0 | 0
| 40mm CU Crimp 90 DEG MxF Elbow | ea |  | 0 | 0
| 40mm CU Crimp 45 DEG MxF Elbow | ea |  | 0 | 0
| 40mm CU Crimp Tee | ea |  | 0 | 0
| 40x32x40 CU Crimp Tee | ea |  | 0 | 0
| 40x32x32 CU Crimp Tee | ea |  | 0 | 0
| 40x32x25 CU Crimp Tee | ea |  | 0 | 0
| 40x25x40 CU Crimp Tee | ea |  | 0 | 0
| 40x25x20 CU Crimp Tee | ea |  | 0 | 0
| 40x20x40 CU Crimp Tee | ea |  | 0 | 0
| 40x15x40 CU Crimp Tee | ea |  | 0 | 0
| 40x32 CU Crimp Reducer | ea |  | 0 | 0
| 40x25 CU Crimp Reducer | ea |  | 0 | 0
| 40x20 CU Crimp Reducer | ea |  | 0 | 0
| 40x15 CU Crimp Reducer | ea |  | 0 | 0
| 40Cu x 40Mi CU Crimp Adapter | ea |  | 0 | 0
| 40Cu x 40Fi CU Crimp Adapter | ea |  | 0 | 0
| 40mm CU Crimp Repair Coupling | ea |  | 0 | 0
| 40mm CU Crimp Coupling | ea |  | 0 | 0
| 40Cu x 40Flange CU Crimp Coupling | ea |  | 0 | 0
| 40mm CU Crimp Cap | ea |  | 0 | 0
| 40Cu x W69/Barrell Barrell Union CU Crimp | ea |  | 0 | 0
| 32mm CU Crimp 90 DEG FxF Elbow | ea |  | 0 | 0
| 32mm CU Crimp 45 DEG FxF Elbow | ea |  | 0 | 0
| 32mm CU Crimp 90 DEG MxF Elbow | ea |  | 0 | 0
| 32mm CU Crimp 45 DEG MxF Elbow | ea |  | 0 | 0
| 32mm CU Crimp Tee | ea |  | 0 | 0
| 32x25x32 CU Crimp Tee | ea |  | 18.54 | 0
| 32x25x20 CU Crimp Tee | ea |  | 0 | 0
| 32x20x32 CU Crimp Tee | ea |  | 0 | 0
| 32x20x20 CU Crimp Tee | ea |  | 18.35 | 0
| 32x20x15 CU Crimp Tee | ea |  | 0 | 0
| 32x15x32 CU Crimp Tee | ea |  | 0 | 0
| 32x15x25 CU Crimp Tee | ea |  | 0 | 0
| 32x15x20 CU Crimp Tee | ea |  | 0 | 0
| 32x15x15 CU Crimp Tee | ea |  | 0 | 0
| COUPLING RED CU KEMPRESS WATER 32MM X 25MM | ea |  | 0 | 0
| 32x20 CU Crimp Reducer | ea |  | 16.33 | 0
| 32x15 CU Crimp Reducer | ea |  | 0 | 0
| 32Cu x 32Mi CU Crimp Adapter | ea |  | 0 | 0
| 32Cu x 32Fi CU Crimp Adapter | ea |  | 0 | 0
| 32mm CU Crimp Repair Coupling | ea |  | 0 | 0
| 32mm CU Crimp Coupling | ea |  | 0 | 0
| 32mm CU Crimp Cap | ea |  | 0 | 0
| 32Cu x W69/Barrell Barrell Union CU Crimp | ea |  | 0 | 0
| 25mm CU Crimp 90 DEG FxF Elbow | ea |  | 0 | 0
| 25mm CU Crimp 45 DEG FxF Elbow | ea |  | 0 | 0
| 25mm CU Crimp 90 DEG MxF Elbow | ea |  | 0 | 0
| 25mm CU Crimp 45 DEG MxF Elbow | ea |  | 0 | 0
| 25mm CU Crimp Tee | ea |  | 0 | 0
| 25x20x25 CU Crimp Tee | ea |  | 0 | 0
| 25x20x20 CU Crimp Tee | ea |  | 0 | 0
| 25x20x15 CU Crimp Tee | ea |  | 0 | 0
| 25x15x25 CU Crimp Tee | ea |  | 0 | 0
| 25x15x20 CU Crimp Tee | ea |  | 0 | 0
| 25x15x15 CU Crimp Tee | ea |  | 0 | 0
| 25x20 CU Crimp Reducer | ea |  | 0 | 0
| 25x15 CU Crimp Reducer | ea |  | 0 | 0
| 25Cu x 25Mi CU Crimp Adapter | ea |  | 0 | 0
| 25Cu x 25Fi CU Crimp Adapter | ea |  | 0 | 0
| 25mm CU Crimp Repair Coupling | ea |  | 0 | 0
| 25mm CU Crimp Coupling | ea |  | 0 | 0
| 25mm CU Crimp Cap | ea |  | 0 | 0
| 25Cu x W69/Barrell Barrell Union CU Crimp | ea |  | 0 | 0
| 20mm CU Crimp 90 DEG FxF Elbow | ea |  | 0 | 0
| 20mm CU Crimp 45 DEG FxF Elbow | ea |  | 0 | 0
| 20mm CU Crimp 90 DEG MxF Elbow | ea |  | 0 | 0
| 20mm CU Crimp 45 DEG MxF Elbow | ea |  | 0 | 0
| 20mm CU Crimp Tee | ea |  | 0 | 0
| 20x15x20 CU Crimp Tee | ea |  | 5.61 | 0
| 20x15x15 CU Crimp Tee | ea |  | 0 | 0
| 20x15 CU Crimp Reducer | ea |  | 0 | 0
| 20Cu x 20Mi CU Crimp Adapter | ea |  | 0 | 0
| 20Cu x 20Fi CU Crimp Adapter | ea |  | 0 | 0
| 20mm CU Crimp Repair Coupling | ea |  | 0 | 0
| 20mm CU Crimp Coupling | ea |  | 0 | 0
| 20mm CU Crimp Cap | ea |  | 0 | 0
| 20Cu x W69/Barrell Barrell Union CU Crimp | ea |  | 0 | 0
| 15mm CU Crimp 90 DEG FxF Elbow | ea |  | 0 | 0
| 15mm CU Crimp 45 DEG FxF Elbow | ea |  | 0 | 0
| 15mm CU Crimp 90 DEG MxF Elbow | ea |  | 0 | 0
| 15mm CU Crimp 45 DEG MxF Elbow | ea |  | 0 | 0
| 15mm CU Crimp Tee | ea |  | 0 | 0
| 15Cu x 15Mi CU Crimp Adapter | ea |  | 0 | 0
| 15Cu x 15Fi CU Crimp Adapter | ea |  | 0 | 0
| 15Cu Fi BP, wall elbow | ea |  | 0 | 0
| 15Cu Mi BP, Wall elbow - 90 Long | ea |  | 0 | 0
| 15Cu Mi BP, Wall elbow - 120+ Long | ea |  | 0 | 0
| 15mm CU Crimp Repair Coupling | ea |  | 0 | 0
| 15mm CU Crimp Coupling | ea |  | 0 | 0
| 15mm CU Crimp Cap | ea |  | 0 | 0
| 15Cu x W69/Barrell Barrell Union CU Crimp | ea |  | 0 | 0
| 50mm Ball Valve Fi | ea |  | 0 | 0
| 40mm Ball Valve Fi | ea |  | 0 | 0
| 32mm Ball Valve Fi | ea |  | 0 | 0
| 25mm Ball Valve Fi | ea |  | 26.25 | 0
| 20mm Ball Valve Fi | ea |  | 0 | 0
| 15mm Ball Valve Fi | ea |  | 0 | 0
| 50mm Mi BRS Nipple | ea |  | 0 | 0
| 50mm Fi BRS Socket | ea |  | 0 | 0
| 50mm Mi BRS Union | ea |  | 0 | 0
| 50mm Fi BRS Union | ea |  | 0 | 0
| 50mm BRS Plug | ea |  | 0 | 0
| 50mm BRS Cap | ea |  | 0 | 0
| 40mm Mi BRS Nipple | ea |  | 0 | 0
| 40mm Fi BRS Socket | ea |  | 0 | 0
| 40mm Mi BRS Union | ea |  | 0 | 0
| 40mm Fi BRS Union | ea |  | 0 | 0
| 40mm BRS Plug | ea |  | 0 | 0
| 40mm BRS Cap | ea |  | 0 | 0
| 32mm Mi BRS Nipple | ea |  | 0 | 0
| 32mm Fi BRS Socket | ea |  | 0 | 0
| 32mm Mi BRS Union | ea |  | 0 | 0
| 32mm Fi BRS Union | ea |  | 0 | 0
| 32mm BRS Plug | ea |  | 0 | 0
| 32mm BRS Cap | ea |  | 0 | 0
| 25mm Mi BRS Nipple | ea |  | 0 | 0
| 25mm Fi BRS Socket | ea |  | 0 | 0
| 25mm Mi BRS Union | ea |  | 0 | 0
| 25mm Fi BRS Union | ea |  | 0 | 0
| 25mm BRS Plug | ea |  | 0 | 0
| 25mm BRS Cap | ea |  | 0 | 0
|  | ea |  | 0 | 0
| 20mm pex Pipe - Black |  |  | 0 | 0
| 15mm Pex pipe - Black | m |  | 0 | 0
| 15mm Pex pipe - Red | m |  | 0 | 0
| 20 pex Elbow | m |  | 0 | 0
| 20 Pex TEE | ea |  | 0 | 0
| 20x15 Pex TEE | ea |  | 0 | 0
| 20 PEX Mi Adapter | ea |  | 0 | 0
| 20 PEX Fi Adapter | ea |  | 0 | 0
| 20x15 Pex Reducer | ea |  | 0 | 0
| 20 PEXxCU Crimp conversion coupling | ea |  | 0 | 0
| 20 PEX Straight coupling | ea |  | 0 | 0
| 15 Pex Elbow | ea |  | 0 | 0
| 15 Pex TEE | ea |  | 0 | 0
| 15 PEXMi Adapter | ea |  | 0 | 0
| 15 PEX Fi Adapter | ea |  | 0 | 0
| 15 PEX Fi BP, wall elbow | ea |  | 0 | 0
| 15 PEX Mi BP, Wall elbow - 90 Long | ea |  | 0 | 0
| 15 PEX Mi BP, Wall elbow - 120+ Long | ea |  | 0 | 0
| 15 PEXxCU Crimp conversion coupling | ea |  | 0 | 0
| 15 PEX Straight coupling | ea |  | 0 | 0
|  | ea |  | 0 | 0
| Hose Taps Complete | ea | 1 | 56 | 56
| 200mm x 8 Inch Full Faced Stub & Stainless Backing Ring AS4087 | ea | 6 | 472.44 | 2834.64
| 200 FL DICL Sluice Valve | ea | 3 | 679 | 2037
| 200 SS Gasket Kit EPDM DI-DI | ea | 6 | 47 | 282
| 100 FL DICL SLUICE VALVE | ea | 6 | 202.94 | 1217.64
| 100mm check valve | ea | 6 | 880 | 5280
| 125PE*4" (100mm) - MaxiStub W/Stainless Steel Backing Ring | ea | 12 | 92.67 | 1112.04
| 100mm PE*DI Gasket Kit Complete Parts & Labour | ea | 6 | 24.71 | 148.26
| 100mm DI*DI Gasket Kit Complete | ea | 6 | 20 | 120
| Valve Spindle Riser - 600Long | ea |  | 136.94 | 0
| 100mm Dual Pillar Hydrant Complete_ RG Base 1500 High w/landing Valves_OPTION | ea |  | 365 | 0
| 125mm PE x 100mm GALV ADAPTER - Acutech Brand | ea |  | 201.43 | 0
| Red caps and chain - suit 65mm QLD Landing valve | ea |  | 5 | 0
| RPZD 32mm | ea |  | 853 | 0
| RPZD 20mm | ea |  | 503 | 0
| RPZD 100mm | ea |  | 1809.63 | 0
| Office - Water & Rough IN | ea |  | 1650 | 0
| Ofice - NOGINS & Fixings | ea |  | 160 | 0
| Safety shr fittings | ea |  | 750 | 0
| In Grnd Fittings misc | ea |  | 450 | 0
| Abv Grnd Fittings misc | ea |  | 1250 | 0
| HWU quickie kit | ea |  | 190 | 0
| TMV | ea |  | 412.59 | 0
| TMV1 AQUABLEND 1000 (ATM710 | ea |  | 284.07 | 0
| TMV 2 AQUABLEND 1000 (ATMS710H-350) | ea |  | 502.1 | 0
| 25mm Isolavtive valve | ea | 1 | 70 | 70
| 20mm Isolavtive valve | ea |  | 50 | 0
| 450 SQ PIT | ea |  | 30 | 0
| Dock Office Water Mat | ea |  | 1850 | 0
| 25mm RPZD | ea |  | 1800 | 0
| misc. | ea |  | 3800 | 0
| 150mm isolation valve in valve pit (connect to authority watermain ) | ea |  | 371.37 | 0
| 100mm fire water meter assembly and 100mm cold water water assembly | ea | 0.5 | 5500 | 2750
| 25mm DCW Isolation vlave in valve pit with path box cover | ea |  | 469.04 | 0
| 25mm water meter in tamper steel cage with isolative valves in both side | ea |  | 659.8 | 0
| TMV in Box | ea |  | 587.96 | 0
| 100 mm Water meter | ea |  | 641.58 | 0
| 32 valve in pit | ea |  | 50 | 0
| 32 mm water cap | ea | 2 | 15 | 30
| 25mm water cap | ea | 1 | 12 | 12
| 50mm control valve | ea |  | 31.71 | 0
| TLV under basin | ea |  | 146.09 | 0
| AUTOMATIC TRAP PRIMER | ea |  | 99.49 | 0
SEWER DRAINAGE -
Description
| PIPE DWV PVC S/WELD 150MM - In Grnd | m | 30 | 14.49 | 434.7
| PIPE DWV SN8 PVC S/WELD 100MM | m | 179 | 9.5496 | 1709.3784
| 150MM * 45D PVC JUNCTION | ea |  | 9.66 | 0
| 100MM * 45D PVC JUNCTION | ea |  | 4.7886 | 0
| 150MM X 100MM 45D PVC JUNCTION | ea |  | 13.8 | 0
| 100*50 PVC DWV JUNCTION | ea |  | 6.5274 | 0
| 100MM * 65 PVC PVC JUNCTION | ea |  | 8.5974 | 0
| 150MM X 45 Deg Bend | ea |  | 6.9 | 0
| 150MM X 90 Deg Bend | ea |  | 6.9 | 0
| 100MM X 90Deg Bend | ea | 3 | 2.5668 | 7.7004
| 100MM X 45Deg Bend | ea | 6 | 2.3308 | 13.9849
| DWV PIPE REDUCER 150X100mm | ea |  | 5.52 | 0
| DWV PIPE REDUCER 100 X 50mm | ea |  | 2.6772 | 0
| PIPE DWV PVC S/WELD 100MM - In Grnd | m |  | 6.9 | 0
| PIPE DWV PVC S/WELD 65MM - In Grnd | m |  | 5.52 | 0
| 63 HDPE PN12.5 SDR11 - BLACK or CREAM - In Grnd | m |  | 8.7354 | 0
| PIPE DWV PVC S/WELD 50mm | m |  | 3.726 | 0
| PIPE DWV PVC S/WELD 40mm | m |  | 2.898 | 0
| DWV BEND 65X 90 DEG | ea |  | 2.3322 | 0
| DWV BEND 40 X 85 DEG | ea |  | 4.14 | 0
| DWV BEND 50 X 45 DEG | ea |  | 0.9384 | 0
| DWV BEND 50 X85 DEG | ea |  | 11.7162 | 0
| 50mm Condensate INSULATION | m |  | 14 | 0
| 100mm Condensate INSULATION | m |  | 6 | 0
0
| 150mm - Gas Tight H/D Cast Iron Clearout (Peepeye) | ea |  | 40 | 0
| 150mm Clear Out Cover - L/D - Brass | ea |  | 30 | 0
| 100mm - Gas Tight H/D Cast Iron Clearout (Peepeye) | ea |  | 33 | 0
| 100mm Clear Out Cover - L/D - Brass | ea |  | 23.26 | 0
| 100 mm Inspection Opening | ea |  | 50 | 0
| 100mm Trapped point - 100mm Gully Trap | ea |  | 7.65 | 0
| FWG - 100mm Gully Trap | ea |  | 7.65 | 0
| FWG - 100mm 4-way Riser | ea |  | 13.59 | 0
| FWG - Grate - Tile Insert 100*100 Chrome Plated | ea |  | 0 | 0
| In-Wall TD & View Panel - SS | ea |  | 75 | 0
0
| 100mm PVC 10mm nut hanging clip | ea |  | 2 | 0
| 50mm PVC 10mm nut hanging clip | ea |  | 1.5 | 0
| 10mm Zinc Threaded Rod | m |  | 0 | 0
0
| Glue - Blue - 4Ltr | ea |  | 26.4 | 0
| Primer - Red - 4Ltr | ea |  | 23 | 0
| Detectable SEWER Marker Tape - 250m | ea |  | 75 | 0
| 100mm AbleFlex Roll | ea |  | 22 | 0
| Concrete Mix bag | ea |  | 10 | 0
0
| External Sewer Mains fitting | ea |  | 520 | 0
| Vents Complete | ea |  | 230 | 0
| Office Drainage mat | ea |  | 2800 | 0
| Dock Office Drainage Mat | ea |  | 950 | 0
| misc. | ea |  | 1250 | 0
| Overflow Gully | ea |  | 200 | 0
| Tundish with HT | ea |  | 60 | 0
| COS | ea |  | 120 | 0
| Tundish | ea |  | 61.33 | 0
| SIVEL EXPANSION JOINT | ea |  | 100 | 0
| FWG-130x130 STAINLESS STEEL GRATE WITH 80Ø VERTICAL OUTLET. SPS MODEL Q130/80SR | ea |  | 250 | 0
| FWG/BT - 200x200 PUSH IN BASKET TRAP WITH 316 STAINLESS STEEL GRATE CLASS 'C' SPS MODEL Q200 SR6-BT WITH FIXED SECONDARY STRAINER | ea |  | 250 | 0
| Fire Collars & Misc | ea |  | 300 | 0
| plaster /slip trap | ea |  | 1200 | 0
| Material for 150mm sewer property connection | ea | 1 | 900 | 900
| sewer maintenance shaft | ea | 2 | 5250 | 10500
Trade Waste
Description
| Geberit Hdpe Pipe 110mm | m | 17 | 17 | 289
STORMWATER DRAINAGE
Description
| PIPE 600MM - RIBBED | m |  | 165.6 | 0
| PIPE 450MM - RIBBED | m |  | 89.7 | 0
| PIPE 375MM - RIBBED BLACK MAX | m |  | 66.24 | 0
| PIPE 300MM - RIBBED BLACK MAX | m |  | 0 | 0
| PIPE DWV SN8 PVC S/WELD 375MM | m |  | 85.1046 | 0
| PIPE DWV SN8 PVC S/WELD 300MM | m |  | 84.18 | 0
| PIPE DWV SN4 PVC S/WELD 300MM | m |  | 68.77 | 0
| PIPE SW H/D PVC S/WELD 300MM | m |  | 55.2 | 0
| PIPE DWV SN8 PVC S/WELD 225MM | m | 7 | 55.2 | 386.4
| PIPE DWV SN4 PVC S/WELD 225MM | m |  | 42.78 | 0
| PIPE SW H/D PVC S/WELD 225MM | m |  | 32.66 | 0
| PIPE DWV SN8 PVC S/WELD 150MM | m |  | 19.55 | 0
| PIPE DWV SN4 PVC S/WELD 150MM | m |  | 16.1 | 0
| PIPE DWV SN8 PVC S/WELD 150MM - Suspended | m |  | 19.55 | 0
| PIPE DWV SN4 PVC S/WELD 150MM | m |  | 16.56 | 0
| PIPE DWV SN8 PVC S/WELD 100MM | m |  | 6.693 | 0
| PIPE DWV SN4 PVC S/WELD 100MM | m |  | 6.9 | 0
| PIPE DWV SN8 PVC S/WELD 50MM | m |  | 6.693 | 0
|  |  |  | 0 | 0
| DWV Grade Option |  |  | 0 | 0
|  | ea |  | 0 | 0
| 600*225 Ribbed Saddle | ea |  | 676.2 | 0
| 600*45Deg RIBBED Bend | ea |  | 897 | 0
| 600*450 Ribbed Reducer | ea |  | 1518 | 0
| 450*375 Ribbed*PVC Reducer | ea |  | 634.8 | 0
| 450 45 Deg ribbed Bend | ea |  | 800.4 | 0
| 450 * 225 Ribbed Saddle | ea |  | 441.6 | 0
| 375mm X 45Deg Junction | ea |  | 579.6 | 0
| 375X300X45D PVC JUNCTION | ea |  | 776.0982 | 0
| 375X225X45D PVC JUNCTION | ea |  | 777.4782 | 0
| 375MM X 300MM Reducer | ea |  | 524.4 | 0
| 375MM X 225MM Reducer | ea |  | 496.8 | 0
| 375MM X 90Deg Bend | ea |  | 745.2 | 0
| 375MM X 45Deg Bend | ea |  | 621 | 0
| 300MM * 45D PVC JUNCTION | ea |  | 496.8 | 0
| 300X225X45D PVC JUNCTION | ea |  | 441.6 | 0
| 300MM X 225MM Reducer | ea |  | 262.2 | 0
| 300MM X 90Deg Bend | ea |  | 345 | 0
| 300MM X 45Deg Bend | ea |  | 262.2 | 0
| 300MM X 150 Junction | ea |  | 455.4 | 0
| 225MM * 45D PVC JUNCTION | ea |  | 117.645 | 0
| 225X150X45D PVC JUNCTION | ea |  | 289.8 | 0
| 225MM X 90Deg Bend | ea | 10 | 85.56 | 855.6
| 225MM X 45Deg Bend | ea |  | 84.18 | 0
| 225MM X 150MM Reducer | ea |  | 62.1 | 0
| 150 PVC DWV 45Deg Junct | ea |  | 24.84 | 0
| 150MM X 90Deg Bend | ea |  | 22.08 | 0
| 150MM X 45Deg Bend | ea |  | 16.56 | 0
| 150X100X45D PVC JUNCTION | ea |  | 22.08 | 0
| PVC PIPE REDUCER 150X 100 mm | ea |  | 22.08 | 0
| 100MM * 45D PVC JUNCTION | ea |  | 6.486 | 0
| 100X50 X45D PVC JUNCTION | ea |  | 22.08 | 0
| PVC PIPE REDUCER 100X 50 mm | ea |  | 22.08 | 0
| 100MM X 90Deg Bend | ea |  | 16.56 | 0
| 100MM X 45Deg Bend | ea |  | 16.56 | 0
| 50 PVC X 45D PVC JUNCTION | ea |  | 19.32 | 0
| 50MM X 90Deg PVC Bend | ea |  | 0.897 | 0
| 50MM X 45Deg PVC Bend | ea |  | 0.897 | 0
|  |  |  | 0 | 0
|  |  |  | 0 | 0
| 150mm PVC 10mm nut hanging clip | ea |  | 2.622 | 0
| 10mm Zinc Threaded Rod | m |  | 2.76 | 0
| Glue - Blue - 4Ltr | ea |  | 36.432 | 0
| Primer - Red - 4Ltr | ea |  | 31.74 | 0
|  |  |  | 0 | 0
| SW_RRJ (RIBBED) Fittings |  |  | 0 | 0
|  |  |  | 0 | 0
| 375MM X 45Deg Bend | ea |  | 362.1396 | 0
| DN 375 X DN150 45 DEG BLACKMAX REDUCING JUNCTION (PVC FAB) | ea |  | 828 | 0
| DN375 x dn225 BlackMax® Reducing Adaptor FF RRJ x DWV SWJ (PVC Fab) | ea |  | 552 | 0
|  |  |  | 0 | 0
| DN 300 X DN150 45 DEG BLACKMAX REDUCING JUNCTION (PVC FAB) | ea |  | 690 | 0
| DN300 BLACK MAX 45 DEG BEND | ea |  | 414 | 0
| DN300 x dn225 BlackMax® Reducing Adaptor FF RRJ x DWV SWJ (PVC Fab) | ea |  | 414 | 0
| DN300 BLACK MAX 45 DEG BEND | ea |  | 414 | 0
|  | ea |  | 0 | 0
| 150mm Cap | ea |  | 20.7 | 0
| 150mm expansion coupler | ea |  | 110.4 | 0
| 450X450 GRATED SW GULLY | ea |  | 180 | 0
FITOFF
| Fit-Off Material; Ground & First Floor - | ea |  | 180 | 0
| Fit-Off Material; Ground & First Floor - | ea |  | 0 | 0
SUB TOTALS
97212.2562
|  |  |  | Contingency | 1.18
|  |  |  | Deliveries | 5000
TOTALS
119710.4623
Excavation/Quarry/Misc/ Takeoff.
|  | Qty | Unit
| Avrg Trench = .900D*.450W | 929 | m
| L/M Of Asphalt Reinstate | 0 | m
| M2 Of Asphalt Reinstate | 0 | m2
| L/M Of CBR Reinstate | 0 | m
| L/M of Inground Pipe (Average Depth) | 929 | m
| L/M of Inground Pipe (Deeper Than Average Depth) |  | m
| Avergage of trtenches 'Shared'…. Shared trench Factor | 0.1 | m
| SEWER / SW / TW - InGrnd |  | m | 0%
| WAT / FIRE - InGrnd |  | m | 0%
| SPK - InGrnd |  | m | 0%
|  | D | W | L | Spoil/Compact Factor; | Shared Trench Factor | Total m3 - EXCAVATED | Total M3 - Bed, Pipe, Cover reduction | Total M3 - Backfill Req (Less Bed&Pipe) | Total M3 - Spoil - REMOVE | TCS Load - Haulage & dump rate only
| L/M of Inground Pipe (Average Depth) | 0.95 | 0.6 | 929 | 1.3 | 0.1 | 635.436
| L/M of Inground Pipe (Deeper Than Average Depth) | 1.1 | 0.5 | 0 | 1.3 | 0 | 0
| L/M of Bed, Pipe, Cover material reduction (Average Depth) | 0.35 | 0.6 | 929 | 0 | 0.1 |  | 175.581
| L/M of Bed, Pipe, Cover material reduction (Deeper Than Average Depth) | 0.2 | 0.5 | 0 | 0 | 0 |  | 0
| L/M of BACKFILL required (Average Depth) | 0.95 | 0.6 | 929 | 1.3 | 0.1 |  |  | 459.855
| L/M of BACKFILL required (Deeper Than Average Depth) | 1.1 | 0.5 | 0 | 1.3 | 0 |  |  | 0
[10 empty] | QTY | Rate | Total
[7 empty] | 635.436 | 175.581 | 459.855 | 175.581 | 15 | 2633.715
| Thrust Block Concrete | m3/TB | Qty | Total m3 | Contingency | Total m3 | Total Cost
|  | 0.1 |  | 0 | 1.1 | 0 | 0
Quarry & Concrete Product
1.4
| Description | Unit/LM | Unit | Rate | Rate/LM |  |  | QTY | Shared Trench Factor | Total Req. | Total | Contingency | TOTAL | Drainage Use | Fire/WAT Use | SPK Use
| 5-7mm Stone | 0.203 | Ton | 62 | 12.586 |  |  | 188.587 | 0.1 | 169.7283 | 10523.1546 | 4209.2618 | 14732.4164 | 0
| 5-7mm Stone | 0.14 | m3 | 62 | 16.926
| 10-12mm Stone | 0.45 | Ton | 62 | 27.9 |  |  | 0 |  |  | 0 |  | 0
| 80-110mm Stone | 0 | Ton | 25 | 0 |  |  | 0 |  |  | 0 |  | 0
| Medium River / Bed Sand | 0.225 | Ton | 62 | 13.95 |  |  | 209.025 | 0.1 | 188.1225 | 11663.595 | 4665.438 | 16329.033 |  | 0 | 0
| Medium River / Bed Sand | 0.14 | m3 | 62 | 13.02
| CBR15 Road Base | 0.36 | Ton | 27 | 9.72 |  |  | 0 |  |  | 0 |  | 0
| CBR45 | 0.36 | Ton | 30 | 10.8 |  |  | 0 |  |  | 0 |  | 0
| LEANMIX | 0.3 | m3 | 0 | 0 |  |  | 0 |  |  | 0 |  | 0
|  |  |  | TCS | Q2
| Description |  | Unit | Rate | Rate
| 5-7mm Stone |  | T | 62 | 31
| 10-12mm Stone |  | T | 62 | 39
| 80-110mm Stone |  | T | 25 | 29
| Medium River / Bed Sand |  | T | 62 | 26
| CBR15 Road Base |  | T | 48 | 27
| CBR45 |  | T | 50 | 30
| LEANMIX_20mm-12:1 |  | M3 | 168 | 0
| Concrete_25/20/80 |  | M3 | 153 | 0
Note on D349: [Threaded comment] Your version of Excel allows you to read this threaded comment; however, any edits to it will get removed if the file is opened in a newer version of Excel. Learn more: https://go.microsoft.com/fwlink/?linkid=870924 Comment: from authorized main to boundary meters
Note on E352: [Threaded comment] Your version of Excel allows you to read this threaded comment; however, any edits to it will get removed if the file is opened in a newer version of Excel. Learn more: https://go.microsoft.com/fwlink/?linkid=870924 Comment: guess
Note on E689: [Threaded comment] Your version of Excel allows you to read this threaded comment; however, any edits to it will get removed if the file is opened in a newer version of Excel. Learn more: https://go.microsoft.com/fwlink/?linkid=870924 Comment: Estimate material cost include water meter and valves
Note on E765: [Threaded comment] Your version of Excel allows you to read this threaded comment; however, any edits to it will get removed if the file is opened in a newer version of Excel. Learn more: https://go.microsoft.com/fwlink/?linkid=870924 Comment: guess
Note on E766: [Threaded comment] Your version of Excel allows you to read this threaded comment; however, any edits to it will get removed if the file is opened in a newer version of Excel. Learn more: https://go.microsoft.com/fwlink/?linkid=870924 Comment: Estimate allow 1050 MH
Note on F871: [Threaded comment] Your version of Excel allows you to read this threaded comment; however, any edits to it will get removed if the file is opened in a newer version of Excel. Learn more: https://go.microsoft.com/fwlink/?linkid=870924 Comment: guess

## LabourProject Rates_Master
Project:
Tricore -
Stage 1 Version 1
Item
BASED ON:
Work ROSTER Example #3 - 6-Day Week, 10Hr Days, Stay @ Rocky for W/E, Return Every 2nd W/E. (FLY)
| Working Days/Month | 21
| No-Work Days/Month | 7
| Avrg Hours / Month | 210
STAFF
|  | Unit | REQ | Cost ex GST | Total ex GST
| TRADESMAN_LEADING HAND | HR | 1 | 123.1143 | 123.1143
| ** for Roster Examples # 3 | DAY | 1 | 1231.1429 | 1231.1429
| TRADESMAN_LEADING HAND | WEEK | 1 | 6463.5 | 6463.5
|  | MONTH | 1 | 25854 | 25854
| QTY Staff in Crew | 1
| TRADESMAN_PLUMBER_OPERATOR | HR | 1 | 94.1165 | 94.1165
| ** for Roster Examples # 3 | DAY | 1 | 941.1647 | 941.1647
| TRADESMAN_PLUMBER_OPERATOR | WEEK | 1 | 4941.1148 | 4941.1148
|  | MONTH | 1 | 19764.4593 | 19764.4593
| QTY Staff in Crew | 1
| T/A & Apprentice | HR | 1 | 76.8065 | 76.8065
| ** for Roster Examples # 3 | DAY | 1 | 768.0651 | 768.0651
| T/A & Apprentice | WEEK | 1 | 4032.3417 | 4032.3417
|  | MONTH | 1 | 16129.3667 | 16129.3667
| QTY Staff in Crew | 1
| Crew #1 - InGround Drainage | HR | 1 | 265.0395 | 265.0395
| ** for Roster Examples # 3 | DAY | 1 | 2650.3945 | 2650.3945
| TRADESMAN_PLUMBER_OPERATOR | WEEK | 1 | 13914.5713 | 13914.5713
| TRADESMAN_PLUMBER_OPERATOR | MONTH | 1 | 55658.2853 | 55658.2853
T/A & Apprentice
| QTY Staff in Crew | 3
| Crew #2 - InGround Water/Fire | HR | 1 | 265.0395 | 265.0395
| ** for Roster Examples # 3 | DAY | 1 | 2650.3945 | 2650.3945
| TRADESMAN_PLUMBER_OPERATOR | WEEK | 1 | 13914.5713 | 13914.5713
| TRADESMAN_PLUMBER_OPERATOR | MONTH | 1 | 55658.2853 | 55658.2853
T/A & Apprentice
| QTY Staff in Crew | 3
| Crew #3 - Above Ground Drainage | HR | 1 | 265.0395 | 265.0395
| ** for Roster Examples # 3 | DAY | 1 | 2650.3945 | 2650.3945
| TRADESMAN_PLUMBER_OPERATOR | WEEK | 1 | 13914.5713 | 13914.5713
| TRADESMAN_PLUMBER_OPERATOR | MONTH | 1 | 55658.2853 | 55658.2853
T/A & Apprentice
| QTY Staff in Crew | 3
| Crew #4 - Above Ground WATER/FIRE | HR | 1 | 265.0395 | 265.0395
| ** for Roster Examples # 3 | DAY | 1 | 2650.3945 | 2650.3945
| TRADESMAN_PLUMBER_OPERATOR | WEEK | 1 | 13914.5713 | 13914.5713
| TRADESMAN_PLUMBER_OPERATOR | MONTH | 1 | 55658.2853 | 55658.2853
T/A & Apprentice
| QTY Staff in Crew | 3
| Crew #5 - Above Ground FitOff / Misc | HR | 1 | 265.0395 | 265.0395
| ** for Roster Examples # 3 | DAY | 1 | 2650.3945 | 2650.3945
| TRADESMAN_PLUMBER_OPERATOR | WEEK | 1 | 13914.5713 | 13914.5713
| TRADESMAN_PLUMBER_OPERATOR | MONTH | 1 | 55658.2853 | 55658.2853
T/A & Apprentice
| QTY Staff in Crew | 3
| Crew #6 - DEMO | HR | 1 | 170.923 | 170.923
| ** for Roster Examples # 3 | DAY | 1 | 1709.2298 | 1709.2298
| TRADESMAN_PLUMBER_OPERATOR | WEEK | 1 | 8973.4565 | 8973.4565
| T/A & Apprentice | MONTH | 1 | 35893.826 | 35893.826
| QTY Staff in Crew | 2
`
| FULL team, FULL Duration, as per Program | HR | 0 | 653.1932 | 0
| ** for Roster Examples # 3 | DAY | 0 | 6531.9319 | 0
| Crew #1 - InGround Drainage | WEEK | 0 | 34292.6426 | 0
| Crew #2 - InGround Water/Fire | MONTH | 4 | 137170.5705 | 548682.2821
TRADESMAN_LEADING HAND
| QTY Staff in Crew | 7
`
ACCOMODATION
|  | Unit | REQ | Cost | Total EX GST
| Full Apartment / TownHouse / Unit - VIA AGENT |  |  | *Changed to ex GST |  | 11
| ** for Roster Examples # 3 | NIGHT | 0 | 164.5022 | 0
|  | WEEK | 0 | 1151.5152 | 0
| TRADESMAN_PLUMBER_OPERATOR | MONTH | 0 | 4606.0606 | 0
TRADESMAN_PLUMBER_OPERATOR
T/A & Apprentice
| QTY Staff in Crew | 3
| Individual - PER PERSON |  |  | *Changed to ex GST |  | 11
| ** for Roster Examples # 3 | NIGHT | 0 | 103.2468 | 0
| TCS Cost Per Person - Private Unit - NO SHARE - Nightly Booking (average allowance) | WEEK | 0 | 722.7273 | 0
|  | MONTH | 0 | 2890.9091 | 0

## Material Rates_Master
FIRE SERVICES - IN GROUND
Description | Unit |  | Rate |  | Total |  |  | Qty
200 HDPE PN16 SDR11 - REDLINE | m |  | 33.9208 |  | 16282 | COMPLETED don’t edit |  | 480
180 HDPE PN16 SDR11 - REDLINE | m |  | 25.4667 |  | 128657.6 |  |  | 5052
125 HDPE PN16 SDR11 - REDLINE | m |  | 12.3142 |  | 13151.53 |  |  | 1068
32 HDPE PN16 SDR11 - BLUELINE | m |  | 1.2159 |  | 121.59 |  |  | 100
200 EF Coupler | ea |  | 44.06 |  | 1321.8 | COMPLETED don’t edit |  | 30
180 EF Coupler | ea |  | 25.72 |  | 5144 |  |  | 200
125 EF Coupler | ea |  | 14.11 |  | 1411 |  |  | 100
200 EF 45DFeg Bend | ea |  | 109.16 |  | 218.32 |  |  | 2
180 EF 45DFeg Bend | ea |  | 97.97 |  | 12736.1 |  |  | 130
125 EF 45DFeg Bend | ea |  | 44.69 |  | 1117.25 | COMPLETED don’t edit |  | 25
200 EF 90DFeg Bend | ea |  | 109.16 |  | 654.96 |  |  | 6
180 EF 90DFeg Bend | ea |  | 97.81 |  | 7824.8 |  |  | 80
125 EF 90DFeg Bend | ea |  | 44.65 |  | 3572 |  |  | 80
200 EF TEE | ea |  | 109.75 |  | 329.25 |  |  | 3
180 EF TEE | ea |  | 114.28 |  | 4571.2 | COMPLETED don’t edit |  | 40
125 EF TEE | ea |  | 49.25 |  | 49.25 |  |  | 1
200*180 EF TEE | ea |  | 209.47 |  | 418.94 |  |  | 2
200*125 EF TEE | ea |  | 218.42 |  | 436.84 |  |  | 2
180*125 EF TEE | ea |  | 122.13 |  | 4885.2 |  |  | 40
200*180 EF Reducer | ea |  | 125.62 |  | 502.48 | COMPLETED don’t edit |  | 4
180*125 EF Reducer | ea |  | 60.1 |  | 1202 |  |  | 20
200PE*8"(200m) - MaxiStub W/Backing Ring | ea |  | 342.35 |  | 3423.5 |  |  | 10
180PE*6"(150mm) - MaxiStub W/Backing Ring | ea |  | 129.77 |  | 7786.2 |  |  | 60
125PE*4" (100mm) - MaxiStub W/Backing Ring | ea |  | 92.67 |  | 1853.4 |  |  | 20
180mm PE x 150mm GALV ADAPTER - PLASSON Brand | ea |  | 313.19 |  | 3131.9 | COMPLETED don’t edit |  | 10
125mm PE x 100mm GALV ADAPTER - PLASSON Brand | ea |  | 204.11 |  | 10205.5 |  |  | 50
180mm PE x 150mm GALV ADAPTER | ea |  | 315.71 |  | 3157.1 |  |  | 10
125mm PE x 100mm GALV ADAPTER | ea |  | 201.43 |  | 10071.5 |  |  | 50
200 Long SPIG 45DFeg Bend | ea |  | 68.54 |  | 137.08 | COMPLETED don’t edit |  | 2
180 Long SPIG 45DFeg Bend | ea |  | 64.46 |  | 8379.8 |  |  | 130
125 Long SPIG 45DFeg Bend | ea |  | 38.76 |  | 969 |  |  | 25
200 Long SPIG 90DFeg Bend | ea |  | 86.17 |  | 517.02 |  |  | 6
180 Long SPIG 90DFeg Bend | ea |  | 68.11 |  | 5448.8 |  |  | 80
125 Long SPIG 90DFeg Bend | ea |  | 31.65 |  | 2532 | COMPLETED don’t edit |  | 80
200 Long SPIG TEE | ea |  | 127.64 |  | 382.92 |  |  | 3
180 Long SPIG TEE | ea |  | 114.22 |  | 4568.8 |  |  | 40
125 Long SPIG TEE | ea |  | 38.26 |  | 38.26 |  |  | 1
200*180 Long SPIG TEE | ea |  | 183.48 |  | 366.96 |  |  | 2
200*125 Long SPIG TEE | ea |  | 192.43 |  | 384.86 | COMPLETED don’t edit |  | 2
180*125 Long SPIG TEE | ea |  | 185.71 |  | 7428.4 |  |  | 40
200*180 Long SPIG Reducer | ea |  | 55.84 |  | 223.36 |  |  | 4
180*125 Long SPIG Reducer | ea |  | 39.83 |  | 796.6 |  |  | 20
0
200 FL DICL Sluice Valve | ea |  | 679.41 |  | 4076.46 | COMPLETED don’t edit |  | 6
150 FL DICL Sluice Valve | ea |  | 323.53 |  | 19411.8 |  |  | 60
100 FL DICL Sluice Valve | ea |  | 202.94 |  | 6088.2 |  |  | 30
Valve Spindle Riser - 600Long | ea |  | 136.94 |  | 13146.24 |  |  | 96
Valve Box - Cast Iron Trafficable - Rectangle Type "V" | ea |  | 123.53 |  | 8647.1 |  |  | 70
Valve Box - Non-Trafficable - Plastic Surround with CI Drop In "V" | ea |  | 98.82 |  | 2964.6 | COMPLETED don’t edit |  | 30
200*150mm DICL FL Reducer | ea |  | 291.18 |  | 582.36 |  |  | 2
200*100mm DICL FL Reducer | ea |  | 330 |  | 660 |  |  | 2
150*100mm DICL FL Reducer | ea |  | 156 |  | 936 |  |  | 6
150mm DICL FL * SP Adapter | ea |  | 106.24 |  | 1274.88 | COMPLETED don’t edit |  | 12
100mm DICL FL * SP Adapter | ea |  | 70.59 |  | 564.72 |  |  | 8
200mm DICL FL 90Deg Bend | ea |  | 516.35 |  | 1032.7 |  |  | 2
150mm DICL FL 90Deg Bend | ea |  | 198.88 |  | 1591.04 |  |  | 8
100mm DICL FL 90Deg Bend | ea |  | 108.71 |  | 434.84 |  |  | 4
200mm DICL FL TEE | ea |  | 672.65 |  | 1345.3 | COMPLETED don’t edit |  | 2
150mm DICL FL TEE | ea |  | 228.24 |  | 3423.6 |  |  | 15
100mm DICL FL TEE | ea |  | 128.24 |  | 256.48 |  |  | 2
200*150*200 DICL FL TEE | ea |  | 536.76 |  | 1073.52 |  |  | 2
200*100*200 DICL FL TEE | ea |  | 576.47 |  | 576.47 |  |  | 1
150-100-150 DICL FL TEE | ea |  | 198.82 |  | 1192.92 | COMPLETED don’t edit |  | 6
200mm DICL FL Pipe @ 1000 | ea |  | 898.82 |  | 898.82 |  |  | 1
200mm DICL FL Pipe @ 600 | ea |  | 640 |  | 640 |  |  | 1
200mm DICL FL Pipe @ 300 | ea |  | 355.29 |  | 355.29 |  |  | 1
150mm DICL FL Pipe @ 1000 | ea |  | 534.41 |  | 534.41 |  |  | 1
150mm DICL FL Pipe @ 600 | ea |  | 280 |  | 280 | COMPLETED don’t edit |  | 1
150mm DICL FL Pipe @ 450 | ea |  | 236.47 |  | 236.47 |  |  | 1
150mm DICL FL Pipe @ 300 | ea |  | 178.8 |  | 1430.4 |  |  | 8
100mm DICL FL Pipe @ 1000 | ea |  | 362.35 |  | 362.35 |  |  | 1
100mm DICL FL Pipe @ 600 | ea |  | 144.71 |  | 144.71 |  |  | 1
100mm DICL FL Pipe @ 450 | ea |  | 135.88 |  | 135.88 | COMPLETED don’t edit |  | 1
100mm DICL FL Pipe @ 300 | ea |  | 76.47 |  | 305.88 |  |  | 4
150mm DICL FL Deadplate | ea |  | 67.65 |  | 1691.25 |  |  | 25
100mm DICL FL Deadplate | ea |  | 43.53 |  | 1958.85 |  |  | 45
200mm PE*DI Gasket Kit Complete | ea |  | 67.06 |  | 804.72 | COMPLETED don’t edit |  | 12
200mm DI*DI Gasket Kit Complete | ea |  | 46.71 |  | 560.52 |  |  | 12
150mm PE*DI Gasket Kit Complete | ea |  | 60 |  | 3600 |  |  | 60
150mm DI*DI Gasket Kit Complete | ea |  | 42.35 |  | 2541 |  |  | 60
100mm PE*DI Gasket Kit Complete | ea |  | 24.71 |  | 741.3 |  |  | 30
100mm DI*DI Gasket Kit Complete | ea |  | 20 |  | 600 | COMPLETED don’t edit |  | 30
150mm SS Gibault Adapter Coupling | ea |  | 108.71 |  | 2174.2 |  |  | 20
100mm SS Gibault Adapter Coupling | ea |  | 87.06 |  | 1218.84 |  |  | 14
180mm PE GRIPPER Adapter Coupling | ea |  | 305.88 |  | 3670.56 |  |  | 12
125mm PE GRIPPER Adapter Coupling | ea |  | 182.35 |  | 1458.8 | COMPLETED don’t edit |  | 8
180mm PE GRIPPER * 150FL Adapter Coupling | ea |  | 229.41 |  | 917.64 |  |  | 4
125mm PE GRIPPER * 100FL Adapter Coupling | ea |  | 152.94 |  | 611.76 |  |  | 4
180mm PE GRIPPER Sluice Valve | ea |  | 690 |  | 13800 |  |  | 20
125mm PE GRIPPER Sluice Valve | ea |  | 408.47 |  | 8169.4 |  |  | 20
COMPLETED don’t edit
Detectable Tape - Fire x 250m | ea |  | 90 |  | 2520 |  |  | 28
Alcohol Weld Wipes | ea |  | 13.5 |  | 2025 |  |  | 150
Denzo Tape 100mm roll | ea |  | 27.14 |  | 4071 |  |  | 150
Black over-wrap tape - roll | ea |  | 27.14 |  | 4071 |  |  | 150
FIRE SERVICES - ABOVE GROUND
Description | Unit |  | Rate |  | Total | COMPLETED don’t edit |  | Qty
150mm MED DUTY Galv Pipe | m |  | 43.8462 |  | 3946.1538 |  |  | 90
100mm MED DUTY Galv Pipe w/RG Ends | m |  | 28.4615 |  | 341.5385 |  |  | 12
100mm Class B Copper Pipe | m |  | 106.2417 |  | 1274.9 |  |  | 12
25mm Class B Copper Pipe | m |  | 59.82 |  | 717.84 |  |  | 12
COMPLETED don’t edit
150mm Galv RG Coupling | ea |  | 12.83 |  | 384.9 |  |  | 30
100mm Galv RG Coupling | ea |  | 7.55 |  | 75.5 |  |  | 10
150mm Galv RG TEE | ea |  | 35.5 |  | 106.5 |  |  | 3
100mm Galv RG TEE | ea |  | 16.93 |  | 33.86 |  |  | 2
150mm Galv RG BEND 90Deg | ea |  | 22.85 |  | 457 | COMPLETED don’t edit |  | 20
100mm Galv RG BEND 90Deg | ea |  | 10.62 |  | 63.72 |  |  | 6
150mm Galv RG BEND 45Deg | ea |  | 23.5 |  | 188 |  |  | 8
100mm Galv RG BEND 45Deg | ea |  | 11.4 |  | 68.4 |  |  | 6
150mm Galv RG x 100mm FLANGE Adapt | ea |  | 30.75 |  | 307.5 |  |  | 10
100mm Galv RG x 100mm FLANGE Adapt | ea |  | 23.21 |  | 185.68 | COMPLETED don’t edit |  | 8
150mm RG Butterfly Valve Geared Wheel | ea |  | 217.8 |  | 1306.8 |  |  | 6
100mm RG Butterfly Valve Geared Wheel | ea |  | 169.4 |  | 1016.4 |  |  | 6
150mm H-Pattern Booster Assembly Complete | ea |  | 2350 |  | 2350 |  |  | 1
Booster Cabinet - Compl with doors and stickers | ea |  | 1155 |  | 1155 | COMPLETED don’t edit |  | 1
100mm Dual Pillar Hydrant Complete_ Flanged Base 1500 High w/landing Valves | ea |  | 365 |  | 19345 |  |  | 53
100mm Dual Pillar Hydrant Complete_ RG Base 1500 High w/landing Valves_OPTION | ea |  | 365 |  | 19345 |  |  | 53
65mm RG Landing Valve | ea |  | 90 |  | 540 |  |  | 6
Red caps and chain - suit 65mm QLD Landing valve | ea |  | 5 |  | 30 | COMPLETED don’t edit |  | 6
36m Fire Hose Reel w/25mm isolation valve | ea |  | 125 |  | 625 |  |  | 5
25mm Isolation Ball Valve (for fire hose reel) valve only, with hose nozzle latch | ea |  | 39 |  | 3315 |  |  | 85
150mm FL Testable Double Check Valve - Compl. w/Valves | ea |  | 3100.7 |  | 3100.7 |  |  | 1
150mm FL RPZD Valve - Compl. w/Valves | ea |  | 4237.09 |  | 8474.18 | COMPLETED don’t edit |  | 2
100mm FL Levered Butterfly Vlave | ea |  | 114.44 |  | 1144.4 |  |  | 10
100mm Copper Crimp - TEE | ea |  | 219.36 |  | 1535.52 |  |  | 7
100mm Copper Crimp - 90Deg Bend | ea |  | 135.09 |  | 1080.72 |  |  | 8
100mm Copper Crimp - 45Deg Bend | ea |  | 125.77 |  | 754.62 | COMPLETED don’t edit |  | 6
100mm Copper Crimp - Straight Socket | ea |  | 83.25 |  | 999 |  |  | 12
100mm Copper Crimp - 100mm FL Adapter | ea |  | 52.25 |  | 627 |  |  | 12
80mm Copper Crimp - TEE | ea |  | 175.66 |  | 702.64 |  |  | 4
100mm*80mm Copper Crimp - REDUCER | ea |  | 164.08 |  | 820.4 |  |  | 5
COMPLETED don’t edit
32mm Fi Lockable Ball Valve | ea |  | 77.95 |  | 311.8 |  |  | 4
32mm Cu Crimp * 32mi Adapt | ea |  | 17.16 |  | 137.28 |  |  | 8
32mm Cu Crimp Coupling Straight | ea |  | 7.23 |  | 86.76 |  |  | 12
32mm Cu Crimp 90Deg Bend | ea |  | 14.31 |  | 85.86 |  |  | 6
32mm Cu Crimp 45Deg Bend | ea |  | 16.24 |  | 64.96 | COMPLETED don’t edit |  | 4
32mm*25mm Cu Crimp Reducer | ea |  | 14.36 |  | 57.44 |  |  | 4
25mm Fi Lockable Ball Valve | ea |  | 46.94 |  | 3989.9 |  |  | 85
25mm Cu Crimp * 25mi Adapt | ea |  | 8.46 |  | 1438.2 |  |  | 170
25mm Cu Crimp Coupling Straight | ea |  | 5.74 |  | 975.8 |  |  | 170
25mm Cu Crimp 90Deg Bend | ea |  | 7.7 |  | 1309 | COMPLETED don’t edit |  | 170
25mm Cu Crimp 45Deg Bend | ea |  | 10.19 |  | 254.75 |  |  | 25
150mm Galv 2 Piece Weld-nut Bracket M12 | ea |  | 5.86 |  | 468.8 |  |  | 80
100mm Galv 2 Piece Weld-nut Bracket M12 | ea |  | 4.41 |  | 44.1 |  |  | 10
150 Galv 2 Piece Channel Clip | ea |  | 5.36 |  | 53.6 | COMPLETED don’t edit |  | 10
100 Galv 2 Piece Channel Clip | ea |  | 4.4 |  | 44 |  |  | 10
12mm Galv Threaded Rod | ea |  | 10.64 |  | 127.68 |  |  | 12
Galv Braced Counter Lever Bracket - 450Long | ea |  | 20 |  | 120 |  |  | 6
003 Padlock | ea |  | 19.5 |  | 390 |  |  | 20
100mm DI*DI Gasket Kit Complete | ea |  | 20 |  | 480 |  |  | 24
FIRE SERVICES - Misc.
Description | Unit |  | Rate |  | Total |  |  | Qty
PE Pipe Scraper/Peeler - 125-250mmPE.Please detail Spec | ea |  | 0 |  | 0 |  |  | 1
Electrofusion PE Welder 25-250mmPE. Please detail Spec | ea |  | 0 |  | 0 |  |  | 1
PE Butt Welder. Automatic. 125-250mmPE. Please detail Spec | ea |  | 0 |  | 0 |  |  | 1
Hand Roll Groover. 65-150mm. | ea |  | 0 |  | 0 |  |  | 1
Delivery - To Rockhampton PIPE LENGTHS as quoted | ea |  | 2178.48 |  | 2178.48 |  |  | 1
Delivery - To Rockhampton Standard/Palletised items | ea |  | 2178.48 |  | 2178.48 |  |  | 1
Quarry / Gravels / Landscape
Description | Unit |  | Rate |  | Total | COMPLETED don’t edit |  | Qty
Bedding / Fill Sand | m3 |  | 39.75 |  | 32697.5383 |  |  | 822.5796
CBR 45/2.5 Roadbase | m3 |  | 41.9 |  | 419 |  |  | 10
Turf Underlay/Topsoil | m3 |  | 45.25 |  | 6912.0506 |  |  | 152.7525
Standard Garden Woodchip | m3 |  | 87 |  | 353.046 |  |  | 4.058
Turf - Standard Couch or Similar | Slab (.5m2) |  | 6.48 |  | 22436.2872 |  |  | 3462.39
Concrete Product
Description | Unit |  | Rate |  | Total | COMPLETED don’t edit |  | Qty
Cement Stabalized Sand (3-5%) | m3 |  | 169 |  | 87150.5368 |  |  | 515.6836
Exposed Agg Concrete - Standard/Cheapest Exposed Agg Stone | m3 |  | 252 |  | 23250.528 |  |  | 92.264
N25 20mm 80 Slump Concrete | m3 |  | 263 |  | 3971.5104 |  |  | 15.1008
Asphalt
Description | Unit |  | Rate |  | Total |  |  | Qty
50mm Thick Roadway | m2 |  | 0 |  | 0 |  |  | 1516.88
Excavation/Quarry/Misc/ Takeoff.
| Unit | Rate |  | Rate |  |  |  | Qty
Avrg Trench = .900D*.500W | m | [6 empty] | 1250
L/M Of Asphalt Reinstate | m | [6 empty] | 120
M2 Of Asphalt Reinstate | m2 | [6 empty] | 96
L/M Of CBR Reinstate | m | [6 empty] | 968
L/M of Inground Pipe | m | [6 empty] | 1250
L/M of Tunnel Bore | m | [6 empty] | 75
Spoil Removal | W | L | Spoil Factor; | L | Total m3 |  |  | D
Average Trench Dimensions | 0.5 | 1250 | 1.3 | 1250 | 731.25 |  |  | 0.9
Thrust Block Concrete | Qty | Total m3 | Contingency | Total m3 | Total m3 | Total Cost |  | m3/TB
| 12 | 0.42 | 1.02 | 0 | 0.17993 | 47.3211 |  | 0.035
Bollard Concrete | Qty | Total m3 | Contingency | Total m3 | Total m3 | Total Cost |  | m3/B
Set | 40 | 3.2 | 1.02 | 0 | 10.4448 | 2746.9824 |  | 0.08
Fill | 40 | 3.6 | 1.02 | 0 | 13.2192 | 263 |  | 0.09
Base Slab Concrete | Qty | Total m3 | Contingency | Total m3 | Total m3 | Total Cost |  | m3/Base
| 10 | 7.5 | 1.025 | 0 | 57.6562 | 263 |  | 0.75
Above Grnd Pole-Bracket Concrete | Qty | Total m3 | Contingency | Total m3 | Total m3 | Total Cost |  | m3/B
| 80 | 5.2 | 1.015 | 0 | 27.4456 | 263 |  | 0.065
Quarry & Concrete Product
Description | Unit | Rate | Rate/LM | Rate |  |  | QTY | Unit/LM | Total | Contingency | 1.05
5-7mm Stone | Ton | 1 | 0.203 | 1 |  |  | 253.75 | 0.203 | 253.75 | 266.4375
5-7mm Stone | m3 | 1 | 0.14 | 1 |  |  |  | 0.14
10-12mm Stone | Ton | 1 | 0.45 | 1 |  |  | 40 | 0.45 | 40 | 42
Medium River / Bed Sand | Ton | 1 | 0.225 | 1 |  |  | 281.25 | 0.225 | 281.25 | 295.3125
Medium River / Bed Sand | m3 | 1 | 0.14 | 1 |  |  |  | 0.14
CBR15 Road Base | Ton | 1 | 0.36 | 1 |  |  | 348.48 | 0.36 | 348.48 | 365.904
CBR45 | Ton | 1 | 0.36 | 1 |  |  | 348.48 | 0.36 | 348.48 | 365.904
LEANMIX | m3 | 1 | 0.3 | 1 |  |  | 36 | 0.3 | 36 | 37.8

## Equip&HIRE_Master
| TCS PROJECT USE |  |  | COMPLETED don’t edit
DESCRIPTION | Unit | Qty | WEEKLY (5 day)
Skid Steer Loader_Tracked (CAT249+) | Day |  | 225.4333
Skid Steer Loader_Wheeled (CAT226+) | Day |  | 163.9667
Mini Loader, Stand-on Type | Day |  | 180
COMPLETED don’t edit
1.5-1.8 Ton_Excavator | Day |  | 137.1429
1.7-2Ton_Excavator | Day
3-5Ton_Excavator | Day |  | 238.6667
8Ton_Excavator | Day |  | 261.1667
10-12Ton_Excavator | Day |  |  | COMPLETED don’t edit
13-16Ton_Excavator | Day |  | 317.2
20-24Ton_Excavator | Day |  | 314.2857
Ripper_1.7-2T | Day
Ripper_1.5-4T | Day |  | 32.74 | COMPLETED don’t edit
Ripper_3-5T | Day
Ripper_8T | Day |  | 40.38
Breaker_1.7-2T | Day |  | 123.33
Breaker_3-5T | Day |  | 165.89
Breaker_8T | Day |  | 165.89 | COMPLETED don’t edit
Breaker_10-12T | Day
Breaker_13-15T | Day |  | 203
Auger Drive_10-12T
300Dia Auger Drill
COMPLETED don’t edit
1.25T_Tipper Truck | Day |  | 205
2-4T_Tipper Truck | Day |  | 166.98
<6T_Tipper Truck | Day |  | 171.4286
<10T_Articulated Site Tipper | Day |  |  | COMPLETED don’t edit
Upright Rammer_Wacker | Day |  | 34.2857
Trench Roller_Dbl Drum_Remote | Day |  | 165
<26Ft_Scissor Lift - Diesel | Day
<26Ft_Scissor Lift - Elec | Day
<34Ft_Boom Lift - Diesel | Day |  |  | COMPLETED don’t edit
<34Ft_Boom Lift - Elec | Day
Porta Loo_No Tank | Day |  | 5.46
6*3m Demantable Lunchroom - COMPLETE | Day |  | 23
6*3m Demantable Office - COMPLETE | Day |  | 23 | COMPLETED don’t edit
20Ft Shipping Container | Day
Quick Cut Demo Saw | Day
Sngl Ph_6KVA Genset | Day
Diesel Air Compressor_Trailer | Day
Air Breaker - Heavy | Day |  |  | COMPLETED don’t edit
Air Hose <10m | Day
Elec Breaker/Jachammer | Day
Flexdrive Motor Unit | Day
Flexdrive_Pump Shaft | Day
Temporary Power Board | Day |  |  | COMPLETED don’t edit
Dual CabUte | Day
3m3 Skip Bbin | per serive |  | 230
plus disposal | Tonne |  | 309
site fee | Week |  | 35 | COMPLETED don’t edit
~4m3_Skip Bin | per change over |  | 229.9
~6m3_Skip Bin | per change over |  | 239.8
Plus disposal | Tonne |  | 309
Site fee | Week |  | 35
Vacuum Excavator - Vermeer VT250D | Day |  | 295.77 | COMPLETED don’t edit
Vac Trailer – Dry Hire | Day |  | 355
TRANSPORT_Ex BRIS - Return | Day
TRANSPORT_Ex ROK - Return | Hour |  | 180
0-4T Per Hour Delivery Rate | Hour |  | 125 | COMPLETED don’t edit
5 - 9t Transport Hourly Rate | Hour |  | 160
10 - 19t Low Loader Hourly rate - Minimum 2 Hour Charge | Hour |  | 200

## Misc Subbie Rates_Master
DENIS - Cells highlighted GREEN are complete (By Me).
PLANT HIRE - WET |  |  | TCS PROJECT USE |  |  | COMPLETED don’t edit
DESCRIPTION | Unit |  | Hr Rate | Total
1.8T Excavator | Hr |  | 100
3-5 ton Excavator | Hr |  | 115
3-5T Combo | Hr |  | 154
Hammer attachment 3.5-4T | Hr |  | 21 |  |  | COMPLETED don’t edit
Ripper 3.5-4T | Hr |  | 10
5t Excavator | Hr |  | 150
Hammer attachment 5T | Hr |  | 50
Skid steer | Hr |  | 140
8T Excavator | Hr |  | 128 |  |  | COMPLETED don’t edit
Hammer attachment 8T | Hr |  | 26
Ripper 8T | Hr |  | 10
13-15T Excavator | Hr |  | 153
Hammer attachment 14T | Hr |  | 36
Ripper 14T | Hr |  | 10 |  |  | COMPLETED don’t edit
3000L Hydro Excavation Truck | Hr |  | 190
4500L Hydro Excavation Truck | Hr |  | 220
6300L Hydro Excavation Truck | Hr |  | 250
Water Truck allow for water at cost | Hr |  | 110
12t Body Truck Tipper | Hr |  | 110 |  |  | COMPLETED don’t edit
SURVEYOR |  |  | TCS PROJECT USE |  |  | COMPLETED don’t edit
DESCRIPTION | QTY |  | Hr Rate? | Total
Site Field Surveyor for all works preformed | 0 |  | 180 | 0
| 0 |  | 0 | 0
| 0 |  | 0 | 0
SERVICES LOCATOR |  |  | TCS PROJECT USE |  |  | COMPLETED don’t edit
DESCRIPTION | QTY |  | Hr Rate? | Total
Standard Rate (includes wand, GPR) | 0 |  | 130 | 0
| 0 |  | 0 | 0
| 0 |  | 0 | 0
CONCRETE CUTTER |  |  | TCS PROJECT USE |  |  | COMPLETED don’t edit
DESCRIPTION | QTY |  | Lm Rate | Total
Asphalt Cutting | 0 |  | 13.5 | 0
Concrete Cutting | 0 |  | 16 | 0
Site Establishment Fee (2 per stage) | 0 |  | 80 | 0
CONCRETING SERVICES |  |  | TCS PROJECT USE |  |  | COMPLETED don’t edit
DESCRIPTION | QTY |  | Rate | Total
Road/Drveway Reinstate; 1mW x 150 Thck, N25/20/80, Incl Reinforcement | 0 |  | 145 | 0
Kerb & Channel - 1m Wide | 0 |  | 155 | 0
Footpath - 1.5mW, N25/20/80, Incl Reinforcement | 0 |  | 180 | 0
Footpath - 1.5mW, EXPOSED AGG, N25/20/80, Incl Reinforcement | 0 |  | 185 | 0
ASPHALT SERVICES |  |  | TCS PROJECT USE |  |  | COMPLETED don’t edit
DESCRIPTION | QTY |  | m2 | Total
50mm Thck - Trench Reinstatement Through Road/Driveway | 0 |  | 97 | 0
50mm Thck - 1.5-2m Wide Footpath reinstatements | 0 |  | 97 | 0
Establishment Fee (1 per stage) | 0 |  | 5500 | 0
SOIL TESTING & GEO |  |  | TCS PROJECT USE |  |  | COMPLETED don’t edit
DESCRIPTION | QTY |  | Rate | Total
Compaction Testing | 0 |  | 115 | 0
Site Establishment (3 per stage) | 0 |  | 90 | 0
| 0 |  | 0 | 0
FIRE TESTING / CERTIFICATION |  |  | TCS PROJECT USE |  |  | COMPLETED don’t edit
DESCRIPTION | QTY |  | Rate | Total
Sprinkler Fitter | 0 |  | 130 | 0
Sprinkler Apprentice | 0 |  | 100 | 0
Hydrostatic Test Equip | 0 |  | 450 | 0
Booster Pump Appliance | 0 |  | 800 | 0 |  | COMPLETED don’t edit
FULL Hydro Test - Per Test (6.5Hr 1 x fitter, 1 x apprentice, 1 day Test gear) | 0 |  | 1945 | 0
FULL Boost Test - Per Test (8.5Hr - 2 x fitter, 1 x apprentice, 1 day Pump) | 0 |  | 3560 | 0
Provision of Form 72 | 0 |  | 350 | 0
Misc. Project Rates (ROCHAMPTON) - Master
| Unit | REQ | All EX GST | Total EX GST
Flight Costs; Qantas, 1-Way, No Check in Luggage | Ea. | 1 | 220 | 220 | Average $220 Incl GST per flight
Hire Car; Budget, Airport Pick/Drop, NOT UTE, No Fuel | Day | 1 | 190 | 190
Transport (TCS Cost); Airport-Site/Accom, Cab/Staff Pickup | Ea. | 1 | 65 | 65 | Avg | HD
TCS Fuel; $/Km | Km | 1 | 0.2 | 0.2 |  | 0.16
TCS Vehicle Running Costs; $/Km ($3,800/Yr, 35,000Kms/Yr) | Km | 1 | 0.18 | 0.18 |  | 0.11
| Ea. | 1 | 0 | 0
Bris -> Rok - Courier - UTE | Ea. | 1 | 0 | 0
Bris -> Rok - Courier - Std Truck | Ea. | 1 | 0 | 0
Bris -> Rok - Courier - Flat Bed (Container/Machine) | Ea. | 1 | 2500 | 2500

## Accomodation_Master
INCLUDING GST (UNLESS NOTED OTHERWISE)
TCS Accomodation Rates & Costs
| Hotel / Motel | Sngl Night | Week | Month | Qtr
| 1 x Unit, 1 x Room | Motel Unit | Private Unit
Hidden | No. of persons stayng; | 1
| Furnished | YES
| *Serviced | YES
| Individual/Private BATHROOM | YES
| Individual/Private KITCHEN (Cooking) Faciliities Available - Microwave min. | YES
| Individual/Private LAUNDRY Facilities Available | YES
| Individual/Private LOUNGE ROOM Facilities Available | YES
|  | Sngl Night | Week | Month | Qtr
| Total Booking Cost | 112.8571 | 790 | 3160 | 9480
| TCS Housing Consumables; ….. | 0 | 0 | 0 | 0
| TCS Laundry Allowance..? | 0 | 0 | 0 | 0
| TCS Additional Meals Allowance (If no cooking Facilities?) | 0 | 0 | 0 | 0
| TCS Furnishings? | 0 | 0 | 0 | 0
| TCS Cleaning/Servincing Allowance? | 0 | 0 | 0 | 0
| Total TCS Cost | 112.8571 | 790 | 3160 | 9480
| Total Cost Per Person | 112.8571 | 790 | 3160 | 9480
| 1 x Unit, 1 x Room | Motel Unit | Share Rooms
Hidden | No. of persons stayng; | 2
| Furnished | YES
| *Serviced | YES
| Individual/Private BATHROOM | NO | Share with Unit
| Individual/Private KITCHEN (Cooking) Faciliities Available - Microwave min. | NO | Share with Unit
| Individual/Private LAUNDRY Facilities Available | YES
| Individual/Private LOUNGE ROOM Facilities Available | YES
|  | Sngl Night | Week | Month | Qtr
| Total Booking Cost | 101.4286 | 710 | 2840 | 8520
| TCS Housing Consumables; ….. | 0 | 0 | 0 | 0
| TCS Laundry Allowance..? | 0 | 0 | 0 | 0
| TCS Additional Meals Allowance (If no cooking Facilities?) | 0 | 0 | 0 | 0
| TCS Furnishings? | 0 | 0 | 0 | 0
| TCS Cleaning/Servincing Allowance? | 0 | 0 | 0 | 0
| Total TCS Cost | 101.4286 | 710 | 2840 | 8520
| Total Cost Per Person | 50.7143 | 355 | 1420 | 4260
| 1 x Unit, 1 x Room | Motel Unit | Share Rooms
Hidden | No. of persons stayng; | 3
| Furnished | YES
| *Serviced | YES
| Individual/Private BATHROOM | NO | Share with Unit
| Individual/Private KITCHEN (Cooking) Faciliities Available - Microwave min. | NO | Share with Unit
| Individual/Private LAUNDRY Facilities Available | YES
| Individual/Private LOUNGE ROOM Facilities Available | YES
|  | Sngl Night | Week | Month | Qtr
| Total Booking Cost | 130.7143 | 915 | 3660 | 10980
| TCS Housing Consumables; ….. | 0 | 0 | 0 | 0
| TCS Laundry Allowance..? | 0 | 0 | 0 | 0
| TCS Additional Meals Allowance (If no cooking Facilities?) | 0 | 0 | 0 | 0
| TCS Furnishings? | 0 | 0 | 0 | 0
| TCS Cleaning/Servincing Allowance? | 0 | 0 | 0 | 0
| Total TCS Cost | 130.7143 | 915 | 3660 | 10980
| Total Cost Per Person | 43.5714 | 305 | 1220 | 3660
| 1 x Unit, 2 x Room | Motel Unit | Share House'
Hidden | No. of persons stayng; | 2
| Furnished | YES
| *Serviced | YES
| Individual/Private BATHROOM | NO | Share with Unit
| Individual/Private KITCHEN (Cooking) Faciliities Available - Microwave min. | NO | Share with Unit
| Individual/Private LAUNDRY Facilities Available | YES
| Individual/Private LOUNGE ROOM Facilities Available | YES
|  | Sngl Night | Week | Month | Qtr
| Total Booking Cost | 254.2857 | 1780 | 7120 | 21360
| TCS Housing Consumables; ….. | 0 | 0 | 0 | 0
| TCS Laundry Allowance..? | 0 | 0 | 0 | 0
| TCS Additional Meals Allowance (If no cooking Facilities?) | 0 | 0 | 0 | 0
| TCS Furnishings? | 0 | 0 | 0 | 0
| TCS Cleaning/Servincing Allowance? | 0 | 0 | 0 | 0
| Total TCS Cost | 254.2857 | 1780 | 7120 | 21360
| Total Cost Per Person | 127.1429 | 890 | 3560 | 10680
| Full Apartment / Cabin / Villa (Tourist/Caravan Park) | Sngl Night | Week | Month | Qtr
| 1 x Unit, 1 x Room | *CABIN | Private Unit
Hidden | No. of persons stayng; | 1
| Furnished | YES
| *Serviced | YES
| Individual/Private BATHROOM | YES
| Individual/Private KITCHEN (Cooking) Faciliities Available - Microwave min. | YES
| Individual/Private LAUNDRY Facilities Available | YES
| Individual/Private LOUNGE ROOM Facilities Available | YES
** Pool, BBQ, Games etc etc?
|  | Sngl Night | Week | Month | Qtr
| Total Booking Cost | 114.2857 | 800 | 3200 | 9600
| TCS Housing Consumables; ….. | 0 | 0 | 0 | 0
| TCS Laundry Allowance..? | 0 | 0 | 0 | 0
| TCS Additional Meals Allowance (If no cooking Facilities?) | 0 | 0 | 0 | 0
| TCS Furnishings? | 0 | 0 | 0 | 0
| TCS Cleaning/Servincing Allowance? | 0 | 0 | 0 | 0
| Total TCS Cost | 114.2857 | 800 | 3200 | 9600
| Total Cost Per Person | 114.2857 | 800 | 3200 | 9600
Hidden | 1 x Unit, 1 x Room | *UNIT/VILLA | Share Rooms
| No. of persons stayng; | 2
| Furnished | YES
| *Serviced | YES
| Individual/Private BATHROOM | NO | Share with Unit
| Individual/Private KITCHEN (Cooking) Faciliities Available - Microwave min. | NO | Share with Unit
| Individual/Private LAUNDRY Facilities Available | YES
| Individual/Private LOUNGE ROOM Facilities Available | YES
** Pool, BBQ, Games etc etc?
|  | Sngl Night | Week | Month | Qtr
| Total Booking Cost | 142.8571 | 1000 | 4000 | 12000
| TCS Housing Consumables; ….. | 0 | 0 | 0 | 0
| TCS Laundry Allowance..? | 0 | 0 | 0 | 0
| TCS Additional Meals Allowance (If no cooking Facilities?) | 0 | 0 | 0 | 0
| TCS Furnishings? | 0 | 0 | 0 | 0
| TCS Cleaning/Servincing Allowance? | 0 | 0 | 0 | 0
| Total TCS Cost | 142.8571 | 1000 | 4000 | 12000
| Total Cost Per Person | 71.4286 | 500 | 2000 | 6000
Hidden | 1 x Unit, 1 x Room | *UNIT/VILLA | Share Rooms
| No. of persons stayng; | 3
| Furnished | YES
| *Serviced | YES
| Individual/Private BATHROOM | YES
| Individual/Private KITCHEN (Cooking) Faciliities Available - Microwave min. | YES
| Individual/Private LAUNDRY Facilities Available | YES
| Individual/Private LOUNGE ROOM Facilities Available | YES
** Pool, BBQ, Games etc etc?
|  | Sngl Night | Week | Month | Qtr
| Total Booking Cost | 178.5714 | 1250 | 5000 | 15000
| TCS Housing Consumables; ….. | 0 | 0 | 0 | 0
| TCS Laundry Allowance..? | 0 | 0 | 0 | 0
| TCS Additional Meals Allowance (If no cooking Facilities?) | 0 | 0 | 0 | 0
| TCS Furnishings? | 0 | 0 | 0 | 0
| TCS Cleaning/Servincing Allowance? | 0 | 0 | 0 | 0
| Total TCS Cost | 178.5714 | 1250 | 5000 | 15000
| Total Cost Per Person | 59.5238 | 416.6667 | 1666.6667 | 5000
| 1 x Unit, 2 x Room | *UNIT/VILLA | Share House'
Hidden | No. of persons stayng; | 2
| Furnished | YES
| *Serviced | YES
| Individual/Private BATHROOM | YES
| Individual/Private KITCHEN (Cooking) Faciliities Available - Microwave min. | YES
| Individual/Private LAUNDRY Facilities Available | YES
| Individual/Private LOUNGE ROOM Facilities Available | YES
** Pool, BBQ, Games etc etc?
|  | Sngl Night | Week | Month | Qtr
| Total Booking Cost | 185.7143 | 1300 | 5200 | 15600
| TCS Housing Consumables; ….. | 0 | 0 | 0 | 0
| TCS Laundry Allowance..? | 0 | 0 | 0 | 0
| TCS Additional Meals Allowance (If no cooking Facilities?) | 0 | 0 | 0 | 0
| TCS Furnishings? | 0 | 0 | 0 | 0
| TCS Cleaning/Servincing Allowance? | 0 | 0 | 0 | 0
| Total TCS Cost | 185.7143 | 1300 | 5200 | 15600
| Total Cost Per Person | 92.8571 | 650 | 2600 | 7800
Hidden | 1 x Unit, 2 x Room | *UNIT/VILLA | Share Rooms
| No. of persons stayng; | 4
| Furnished | YES
| *Serviced | YES
| Individual/Private BATHROOM | YES
| Individual/Private KITCHEN (Cooking) Faciliities Available - Microwave min. | YES
| Individual/Private LAUNDRY Facilities Available | YES
| Individual/Private LOUNGE ROOM Facilities Available | YES
** Pool, BBQ, Games etc etc?
|  | Sngl Night | Week | Month | Qtr
| Total Booking Cost | 240 | 1680 | 6720 | 20160
| TCS Housing Consumables; ….. | 0 | 0 | 0 | 0
| TCS Laundry Allowance..? | 0 | 0 | 0 | 0
| TCS Additional Meals Allowance (If no cooking Facilities?) | 0 | 0 | 0 | 0
| TCS Furnishings? | 0 | 0 | 0 | 0
| TCS Cleaning/Servincing Allowance? | 0 | 0 | 0 | 0
| Total TCS Cost | 240 | 1680 | 6720 | 20160
| Total Cost Per Person | 60 | 420 | 1680 | 5040
| 1 x Unit, 3 x Room | *UNIT/VILLA | Share House'
Hidden | No. of persons stayng; | 3
| Furnished | YES
| *Serviced | YES
| Individual/Private BATHROOM | YES
| Individual/Private KITCHEN (Cooking) Faciliities Available - Microwave min. | YES
| Individual/Private LAUNDRY Facilities Available | YES
| Individual/Private LOUNGE ROOM Facilities Available | YES
** Pool, BBQ, Games etc etc?
|  | Sngl Night | Week | Month | Qtr
| Total Booking Cost | 328.5714 | 2300 | 9200 | 27600
| TCS Housing Consumables; ….. | 0 | 0 | 0 | 0
| TCS Laundry Allowance..? | 0 | 0 | 0 | 0
| TCS Additional Meals Allowance (If no cooking Facilities?) | 0 | 0 | 0 | 0
| TCS Furnishings? | 0 | 0 | 0 | 0
| TCS Cleaning/Servincing Allowance? | 0 | 0 | 0 | 0
| Total TCS Cost | 328.5714 | 2300 | 9200 | 27600
| Total Cost Per Person | 109.5238 | 766.6667 | 3066.6667 | 9200
Hidden | 1 x Unit, 3 x Room | *UNIT/VILLA | Share Rooms
| No. of persons stayng; | 6
| Furnished | YES
| *Serviced | YES
| Individual/Private BATHROOM | YES
| Individual/Private KITCHEN (Cooking) Faciliities Available - Microwave min. | YES
| Individual/Private LAUNDRY Facilities Available | YES
| Individual/Private LOUNGE ROOM Facilities Available | YES
** Pool, BBQ, Games etc etc?
|  | Sngl Night | Week | Month | Qtr
| Total Booking Cost | 378.5714 | 2650 | 10600 | 31800
| TCS Housing Consumables; ….. | 0 | 0 | 0 | 0
| TCS Laundry Allowance..? | 0 | 0 | 0 | 0
| TCS Additional Meals Allowance (If no cooking Facilities?) | 0 | 0 | 0 | 0
| TCS Furnishings? | 0 | 0 | 0 | 0
| TCS Cleaning/Servincing Allowance? | 0 | 0 | 0 | 0
| Total TCS Cost | 378.5714 | 2650 | 10600 | 31800
| Total Cost Per Person | 63.0952 | 441.6667 | 1766.6667 | 5300
Full Apartment / TownHouse (Private/AirBnB)
| 1 x Unit, 3 x Room | T'House | Share House'
| No. of persons stayng; | 3
| Furnished | YES
| *Serviced | YES | Fortnightly
| Individual/Private BATHROOM | YES | 2 of
| Individual/Private KITCHEN (Cooking) Faciliities Available - Microwave min. | YES
| Individual/Private LAUNDRY Facilities Available | YES
| Individual/Private LOUNGE ROOM Facilities Available | YES
|  | Sngl Night | Week | Month | Qtr
| Total Booking Cost | 144.4444 | 1083.3333 | 4333.3333 | 13000
| TCS Housing Consumables; ….. | 4.4444 | 33.3333 | 133.3333 | 400
| TCS Laundry Allowance..? | 0 | 0 | 0 | 0
| TCS Additional Meals Allowance (If no cooking Facilities?) | 0 | 0 | 0 | 0
| TCS Furnishings? | 0 | 0 | 0 | 0
| TCS Cleaning/Servincing Allowance? | 3.3333 | 25 | 100 | 300
| Total TCS Cost | 152.2222 | 1141.6667 | 4566.6667 | 13700
| Total Cost Per Person | 54.3651 | 380.5556 | 1522.2222 | 4566.6667
Full Apartment / TownHouse / Unit - VIA AGENT
| 1 x Unit, 3 x Room | House | Share House'
| No. of persons stayng; | 3
| Furnished | NO
| *Serviced | NO
| Individual/Private BATHROOM | YES
| Individual/Private KITCHEN (Cooking) Faciliities Available - Microwave min. | YES
| Individual/Private LAUNDRY Facilities Available | YES
| Individual/Private LOUNGE ROOM Facilities Available | YES
|  | Sngl Night | Week | Month | Qtr
| Total Booking Cost | 77.7778 | 583.3333 | 2333.3333 | 7000
| TCS Housing Consumables; ….. | 4.4444 | 33.3333 | 133.3333 | 400
| TCS Laundry Allowance..? | 0 | 0 | 0 | 0
| TCS Additional Meals Allowance (If no cooking Facilities?) | 0 | 0 | 0 | 0
| TCS Furnishings? | 31.1111 | 233.3333 | 933.3333 | 2800
| TCS Cleaning/Servincing Allowance? | 16.6667 | 125 | 500 | 1500
| TCS Cost - Labour to set up, Fitout etc? | 11.1111 | 83.3333 | 333.3333 | 1000
| Total TCS Cost | 141.1111 | 1058.3333 | 4233.3333 | 12700
| Total Cost Per Person | 50.3968 | 352.7778 | 1411.1111 | 4233.3333
| 1 x Unit, 4 x Room | House
HIDDEN | No. of persons stayng; | 4
| Furnished | NO
| *Serviced | NO
| Individual/Private BATHROOM | YES
| Individual/Private KITCHEN (Cooking) Faciliities Available - Microwave min. | YES
| Individual/Private LAUNDRY Facilities Available | YES
| Individual/Private LOUNGE ROOM Facilities Available | YES
|  | Sngl Night | Week | Month | Qtr
| Total Booking Cost | 87.2222 | 654.1667 | 2616.6667 | 7850
| TCS Housing Consumables; ….. | 4.4444 | 33.3333 | 133.3333 | 400
| TCS Laundry Allowance..? | 0 | 0 | 0 | 0
| TCS Additional Meals Allowance (If no cooking Facilities?) | 0 | 0 | 0 | 0
| TCS Furnishings? | 38.8889 | 291.6667 | 1166.6667 | 3500
| TCS Cleaning/Servincing Allowance? | 20.5556 | 154.1667 | 616.6667 | 1850
| TCS Cost - Labour to set up, Fitout etc? | 17.7778 | 133.3333 | 533.3333 | 1600
| Total TCS Cost | 168.8889 | 1266.6667 | 5066.6667 | 15200
| Total Cost Per Person | 45.2381 | 316.6667 | 1266.6667 | 3800
OPTION AVERAGES - Per Person, Per MONTH (No Project Roster Imapct)
| Single Hotel/Motel, Single Room - NO SHARE |  |  |  | 3160
| Single Hotel/Motel, Individual Rooms - SHARE HOUSE |  |  |  | 3560
| Single Hotel/Motel, ANY ROOM - SHARE ROOM |  |  |  | 1320
| Cabin/Flat/Unit_Tourist Park Type, Single Room - NO SHARE |  |  |  | 3200
| Cabin/Flat/Unit_Tourist Park Type, Individual Rooms - SHARE HOUSE |  |  |  | 2833.3333
| Cabin/Flat/Unit_Tourist Park Type, ANY ROOM - SHARE ROOM |  |  |  | 1778.3333
| Unit / T'House / House_Serviced / Air BnB, Individual Rooms - SHARE HOUSE |  |  |  | 1522.2222
| Unit / T'House / House_Private / TCS Rental, Individual Rooms - SHARE HOUSE |  |  |  | 1338.8889
BASED ON:
Work ROSTER Example #3 - 6-Day Week, 10Hr Days, Stay @ Rocky for W/E, Return Every 2nd W/E. (FLY)
| Working Days/Month | 21 | (Add 2.5 days for non-work days spent in accom)
| No-Work Days/Month | 7
| Avrg Hours / Month | 210
OPTION AVERAGES - Per Person, Per NIGHT (As Per Project Roster)
| Single Hotel/Motel, Private Unit - NO SHARE |  |  |  | 112.8571 | Nightly Book
| Single Hotel/Motel, Individual Rooms - SHARE HOUSE |  |  |  | 127.1429 | Nightly Book
| Single Hotel/Motel, ANY ROOM - SHARE ROOM |  |  |  | 62.8571
| Cabin/Flat/Unit_Tourist Park Type, Private Unit - NO SHARE |  |  |  | 114.2857 | Nightly Book
| Cabin/Flat/Unit_Tourist Park Type, Individual Rooms - SHARE HOUSE |  |  |  | 134.9206 | Long-stay Book
| Cabin/Flat/Unit_Tourist Park Type, ANY ROOM - SHARE ROOM |  |  |  | 84.6825
| Unit / T'House / House_Serviced / Air BnB, Individual Rooms - SHARE HOUSE |  |  |  | 72.4868 | Long-stay Book
| Unit / T'House / House_Private / TCS Rental, Individual Rooms - SHARE HOUSE |  |  |  | 63.7566 | Long-stay Book
Roster Averages
| TCS Cost Per Person - Private Unit - NO SHARE - Nightly Booking (average allowance) |  |  |  | 113.5714
| TCS Cost Per Person - Individual Room - SHARE HOUSE - Nightly Booking (average allowance) |  |  |  | 68.1217